## Validasi 3
Date/Time | Zone Mean Air Temperature FILLING B [C] | Zone Air Relative Humidity FILLING B [%] | Fan Coil Total Cooling Rate FILLING B FAN COIL [W] | relative humidity measurement[%rH] | temperature clean room measurement[°C] | Site Outdoor Air Drybulb Temperature Environment [C] | Site Outdoor Air Relative Humidity Environment [%] | Date/Time | Zone Mean Air Temperature FILLING B [C] | Date/Time | Zone Air Relative Humidity FILLING B [%] | Date/Time | Fan Coil Total Cooling Rate FILLING B FAN COIL [W] | Tave EP | Rhave EP |  | RH meas | T meas
2021-06-03 | 23.8446 | 40.8438 | 2471.79 |  |  | 21.875 | 85.4167 | 2004-06-02 | 23.8489 | 2004-06-02 | 40.8447 | 2004-06-02 | 2463.56 | 24.6044 | 39.3844 | 2621.0518 | 40.8879 | 24.6032
2021-06-03 00:05 | 24.0555 | 40.2739 | 2507.61 |  |  | 21.85 | 85.8333 | 2004-06-02 00:05 | 24.0687 | 2004-06-02 00:05 | 40.2862 | 2004-06-02 00:05 | 2491.97 |  |  |  | 1.5035 | -0.001196
2021-06-03 00:10 | 24.1125 | 40.1102 | 2527.13 |  |  | 21.825 | 86.25 | 2004-06-02 00:10 | 24.1346 | 2004-06-02 00:10 | 40.1397 | 2004-06-02 00:10 | 2505.83 |  |  |  | 3.677% | -0.004861%
2021-06-03 00:15 | 24.1354 | 40.0345 | 2535.66 |  |  | 21.8 | 86.6667 | 2004-06-02 00:15 | 24.167 | 2004-06-02 00:15 | 40.0877 | 2004-06-02 00:15 | 2509.52 |  | 0.49004 | 3.6934
2021-06-03 00:20 | 24.1443 | 39.9947 | 2539.55 |  |  | 21.775 | 87.0833 | 2004-06-02 00:20 | 24.1858 | 2004-06-02 00:20 | 40.0768 | 2004-06-02 00:20 | 2509.16
2021-06-03 00:25 | 24.1474 | 39.9701 | 2541.57 |  |  | 21.75 | 87.5 | 2004-06-02 00:25 | 24.1991 | 2004-06-02 00:25 | 40.0851 | 2004-06-02 00:25 | 2507.34
2021-06-03 00:30 | 24.1478 | 39.9526 | 2542.81 |  |  | 21.725 | 87.9167 | 2004-06-02 00:30 | 24.2099 | 2004-06-02 00:30 | 40.1036 | 2004-06-02 00:30 | 2505.04
2021-06-03 00:35 | 24.1467 | 39.9388 | 2543.69 |  |  | 21.7 | 88.3333 | 2004-06-02 00:35 | 24.2194 | 2004-06-02 00:35 | 40.1282 | 2004-06-02 00:35 | 2502.61
2021-06-03 00:40 | 24.1449 | 39.927 | 2544.37 |  |  | 21.675 | 88.75 | 2004-06-02 00:40 | 24.2284 | 2004-06-02 00:40 | 40.1566 | 2004-06-02 00:40 | 2500.17 |  | EP | Measurement | selisih | Error | STDEV
2021-06-03 00:45 | 24.1427 | 39.9164 | 2544.95 |  |  | 21.65 | 89.1667 | 2004-06-02 00:45 | 24.237 | 2004-06-02 00:45 | 40.1876 | 2004-06-02 00:45 | 2497.75 | Average Temperature | 24.6044 | 24.6032 | -0.001196 | -0.004861% | 0.49004
2021-06-03 00:50 | 24.14 | 39.9068 | 2545.47 |  |  | 21.625 | 89.5833 | 2004-06-02 00:50 | 24.2455 | 2004-06-02 00:50 | 40.2206 | 2004-06-02 00:50 | 2495.36 | Average RH | 39.3844 | 40.8879 | 1.5035 | 3.677% | 3.6934
2021-06-03 00:55 | 24.1371 | 39.8978 | 2545.93 |  |  | 21.6 | 90 | 2004-06-02 00:55 | 24.2539 | 2004-06-02 00:55 | 40.2551 | 2004-06-02 00:55 | 2492.99
2021-06-03 01:00 | 24.1343 | 39.8893 | 2545.97 |  |  | 21.6 | 89.8333 | 2004-06-02 01:00 | 24.2578 | 2004-06-02 01:00 | 40.2901 | 2004-06-02 01:00 | 2497.7
2021-06-03 01:05 | 24.1313 | 39.8816 | 2546.07 |  |  | 21.6 | 89.6667 | 2004-06-02 01:05 | 24.2598 | 2004-06-02 01:05 | 40.3199 | 2004-06-02 01:05 | 2500.9
2021-06-03 01:10 | 24.1283 | 39.8745 | 2546.2 |  |  | 21.6 | 89.5 | 2004-06-02 01:10 | 24.2608 | 2004-06-02 01:10 | 40.3444 | 2004-06-02 01:10 | 2503.15
2021-06-03 01:15 | 24.1252 | 39.8679 | 2546.33 |  |  | 21.6 | 89.3333 | 2004-06-02 01:15 | 24.2614 | 2004-06-02 01:15 | 40.3643 | 2004-06-02 01:15 | 2504.76
2021-06-03 01:20 | 24.122 | 39.8617 | 2546.47 |  |  | 21.6 | 89.1667 | 2004-06-02 01:20 | 24.2617 | 2004-06-02 01:20 | 40.3806 | 2004-06-02 01:20 | 2505.92
2021-06-03 01:25 | 24.1188 | 39.8559 | 2546.62 |  |  | 21.6 | 89 | 2004-06-02 01:25 | 24.2618 | 2004-06-02 01:25 | 40.3941 | 2004-06-02 01:25 | 2506.75
2021-06-03 01:30 | 24.1154 | 39.8503 | 2546.76 |  |  | 21.6 | 88.8333 | 2004-06-02 01:30 | 24.2617 | 2004-06-02 01:30 | 40.4055 | 2004-06-02 01:30 | 2507.33
2021-06-03 01:35 | 24.112 | 39.845 | 2546.89 |  |  | 21.6 | 88.6667 | 2004-06-02 01:35 | 24.2615 | 2004-06-02 01:35 | 40.4152 | 2004-06-02 01:35 | 2507.73
2021-06-03 01:40 | 24.1086 | 39.8399 | 2547.03 |  |  | 21.6 | 88.5 | 2004-06-02 01:40 | 24.2611 | 2004-06-02 01:40 | 40.4237 | 2004-06-02 01:40 | 2507.98
2021-06-03 01:45 | 24.1051 | 39.835 | 2547.16 |  |  | 21.6 | 88.3333 | 2004-06-02 01:45 | 24.2607 | 2004-06-02 01:45 | 40.4313 | 2004-06-02 01:45 | 2508.12
2021-06-03 01:50 | 24.1015 | 39.8302 | 2547.28 |  |  | 21.6 | 88.1667 | 2004-06-02 01:50 | 24.2602 | 2004-06-02 01:50 | 40.4382 | 2004-06-02 01:50 | 2508.19
2021-06-03 01:55 | 24.098 | 39.8255 | 2547.4 |  |  | 21.6 | 88 | 2004-06-02 01:55 | 24.2596 | 2004-06-02 01:55 | 40.4446 | 2004-06-02 01:55 | 2508.19
2021-06-03 02:00 | 24.0956 | 39.8219 | 2545.49 |  |  | 21.5833 | 88.1667 | 2004-06-02 02:00 | 24.257 | 2004-06-02 02:00 | 40.4491 | 2004-06-02 02:00 | 2511.21
2021-06-03 02:05 | 24.0938 | 39.8203 | 2544.03 |  |  | 21.5667 | 88.3333 | 2004-06-02 02:05 | 24.2537 | 2004-06-02 02:05 | 40.4506 | 2004-06-02 02:05 | 2513.47
2021-06-03 02:10 | 24.0921 | 39.8205 | 2542.86 |  |  | 21.55 | 88.5 | 2004-06-02 02:10 | 24.2499 | 2004-06-02 02:10 | 40.4492 | 2004-06-02 02:10 | 2515.26
2021-06-03 02:15 | 24.0906 | 39.8223 | 2541.88 |  |  | 21.5333 | 88.6667 | 2004-06-02 02:15 | 24.2458 | 2004-06-02 02:15 | 40.4455 | 2004-06-02 02:15 | 2516.71
2021-06-03 02:20 | 24.0891 | 39.8253 | 2541.04 |  |  | 21.5167 | 88.8333 | 2004-06-02 02:20 | 24.2417 | 2004-06-02 02:20 | 40.4399 | 2004-06-02 02:20 | 2517.92
2021-06-03 02:25 | 24.0876 | 39.8292 | 2540.31 |  |  | 21.5 | 89 | 2004-06-02 02:25 | 24.2374 | 2004-06-02 02:25 | 40.433 | 2004-06-02 02:25 | 2518.96
2021-06-03 02:30 | 24.0862 | 39.8339 | 2539.65 |  |  | 21.4833 | 89.1667 | 2004-06-02 02:30 | 24.2331 | 2004-06-02 02:30 | 40.425 | 2004-06-02 02:30 | 2519.85
2021-06-03 02:35 | 24.0847 | 39.8391 | 2539.04 |  |  | 21.4667 | 89.3333 | 2004-06-02 02:35 | 24.2287 | 2004-06-02 02:35 | 40.4163 | 2004-06-02 02:35 | 2520.65
2021-06-03 02:40 | 24.0833 | 39.8446 | 2538.48 |  |  | 21.45 | 89.5 | 2004-06-02 02:40 | 24.2242 | 2004-06-02 02:40 | 40.407 | 2004-06-02 02:40 | 2521.36
2021-06-03 02:45 | 24.0819 | 39.8505 | 2537.96 |  |  | 21.4333 | 89.6667 | 2004-06-02 02:45 | 24.2197 | 2004-06-02 02:45 | 40.3974 | 2004-06-02 02:45 | 2522.01
2021-06-03 02:50 | 24.0805 | 39.8566 | 2537.46 |  |  | 21.4167 | 89.8333 | 2004-06-02 02:50 | 24.2151 | 2004-06-02 02:50 | 40.3875 | 2004-06-02 02:50 | 2522.61
2021-06-03 02:55 | 24.0791 | 39.8628 | 2536.98 |  |  | 21.4 | 90 | 2004-06-02 02:55 | 24.2105 | 2004-06-02 02:55 | 40.3775 | 2004-06-02 02:55 | 2523.18
2021-06-03 03:00 | 24.0797 | 39.8706 | 2533.44 |  |  | 21.3833 | 90.5 | 2004-06-02 03:00 | 24.2064 | 2004-06-02 03:00 | 40.3677 | 2004-06-02 03:00 | 2522.87
2021-06-03 03:05 | 24.081 | 39.8812 | 2530.61 |  |  | 21.3667 | 91 | 2004-06-02 03:05 | 24.2025 | 2004-06-02 03:05 | 40.3586 | 2004-06-02 03:05 | 2522.73
2021-06-03 03:10 | 24.0827 | 39.8946 | 2528.22 |  |  | 21.35 | 91.5 | 2004-06-02 03:10 | 24.1986 | 2004-06-02 03:10 | 40.3503 | 2004-06-02 03:10 | 2522.7
2021-06-03 03:15 | 24.0846 | 39.9102 | 2526.13 |  |  | 21.3333 | 92 | 2004-06-02 03:15 | 24.1947 | 2004-06-02 03:15 | 40.3425 | 2004-06-02 03:15 | 2522.73
2021-06-03 03:20 | 24.0867 | 39.9276 | 2524.26 |  |  | 21.3167 | 92.5 | 2004-06-02 03:20 | 24.1909 | 2004-06-02 03:20 | 40.3353 | 2004-06-02 03:20 | 2522.8
2021-06-03 03:25 | 24.0888 | 39.9464 | 2522.55 |  |  | 21.3 | 93 | 2004-06-02 03:25 | 24.187 | 2004-06-02 03:25 | 40.3284 | 2004-06-02 03:25 | 2522.91
2021-06-03 03:30 | 24.091 | 39.9662 | 2520.97 |  |  | 21.2833 | 93.5 | 2004-06-02 03:30 | 24.1832 | 2004-06-02 03:30 | 40.3219 | 2004-06-02 03:30 | 2523.04
2021-06-03 03:35 | 24.0932 | 39.9867 | 2519.47 |  |  | 21.2667 | 94 | 2004-06-02 03:35 | 24.1793 | 2004-06-02 03:35 | 40.3157 | 2004-06-02 03:35 | 2523.19
2021-06-03 03:40 | 24.0956 | 40.0078 | 2518.05 |  |  | 21.25 | 94.5 | 2004-06-02 03:40 | 24.1754 | 2004-06-02 03:40 | 40.3096 | 2004-06-02 03:40 | 2523.35
2021-06-03 03:45 | 24.0979 | 40.0292 | 2516.68 |  |  | 21.2333 | 95 | 2004-06-02 03:45 | 24.1716 | 2004-06-02 03:45 | 40.3037 | 2004-06-02 03:45 | 2523.51
2021-06-03 03:50 | 24.1003 | 40.051 | 2515.35 |  |  | 21.2167 | 95.5 | 2004-06-02 03:50 | 24.1677 | 2004-06-02 03:50 | 40.2979 | 2004-06-02 03:50 | 2523.69
2021-06-03 03:55 | 24.1028 | 40.0729 | 2514.06 |  |  | 21.2 | 96 | 2004-06-02 03:55 | 24.1638 | 2004-06-02 03:55 | 40.2922 | 2004-06-02 03:55 | 2523.86
2021-06-03 04:00 | 24.1158 | 40.0557 | 2519.81 |  |  | 21.1833 | 95.75 | 2004-06-02 04:00 | 24.1741 | 2004-06-02 04:00 | 40.2502 | 2004-06-02 04:00 | 2525.07
2021-06-03 04:05 | 24.1184 | 40.0541 | 2526.16 |  |  | 21.1667 | 95.5 | 2004-06-02 04:05 | 24.1755 | 2004-06-02 04:05 | 40.2291 | 2004-06-02 04:05 | 2528.23
2021-06-03 04:10 | 24.1168 | 40.0546 | 2530.3 |  |  | 21.15 | 95.25 | 2004-06-02 04:10 | 24.1734 | 2004-06-02 04:10 | 40.2154 | 2004-06-02 04:10 | 2530
2021-06-03 04:15 | 24.1134 | 40.0534 | 2533.29 |  |  | 21.1333 | 95 | 2004-06-02 04:15 | 24.1699 | 2004-06-02 04:15 | 40.2043 | 2004-06-02 04:15 | 2531.2
2021-06-03 04:20 | 24.1093 | 40.0495 | 2535.59 |  |  | 21.1167 | 94.75 | 2004-06-02 04:20 | 24.1657 | 2004-06-02 04:20 | 40.194 | 2004-06-02 04:20 | 2532.1
2021-06-03 04:25 | 24.1047 | 40.043 | 2537.44 |  |  | 21.1 | 94.5 | 2004-06-02 04:25 | 24.1612 | 2004-06-02 04:25 | 40.1839 | 2004-06-02 04:25 | 2532.86
2021-06-03 04:30 | 24.0999 | 40.0344 | 2538.98 |  |  | 21.0833 | 94.25 | 2004-06-02 04:30 | 24.1566 | 2004-06-02 04:30 | 40.1736 | 2004-06-02 04:30 | 2533.52
2021-06-03 04:35 | 24.095 | 40.0241 | 2540.29 |  |  | 21.0667 | 94 | 2004-06-02 04:35 | 24.1519 | 2004-06-02 04:35 | 40.1632 | 2004-06-02 04:35 | 2534.13
2021-06-03 04:40 | 24.09 | 40.0127 | 2541.45 |  |  | 21.05 | 93.75 | 2004-06-02 04:40 | 24.1471 | 2004-06-02 04:40 | 40.1528 | 2004-06-02 04:40 | 2534.69
2021-06-03 04:45 | 24.0849 | 40.0002 | 2542.47 |  |  | 21.0333 | 93.5 | 2004-06-02 04:45 | 24.1423 | 2004-06-02 04:45 | 40.1422 | 2004-06-02 04:45 | 2535.22
2021-06-03 04:50 | 24.0797 | 39.9872 | 2543.4 |  |  | 21.0167 | 93.25 | 2004-06-02 04:50 | 24.1375 | 2004-06-02 04:50 | 40.1316 | 2004-06-02 04:50 | 2535.73
2021-06-03 04:55 | 24.0745 | 39.9736 | 2544.25 |  |  | 21 | 93 | 2004-06-02 04:55 | 24.1327 | 2004-06-02 04:55 | 40.121 | 2004-06-02 04:55 | 2536.22
2021-06-03 05:00 | 24.0728 | 39.9624 | 2539.45 |  |  | 21 | 93.25 | 2004-06-02 05:00 | 24.128 | 2004-06-02 05:00 | 40.1105 | 2004-06-02 05:00 | 2536.35
2021-06-03 05:05 | 24.0724 | 39.956 | 2535.89 |  |  | 21 | 93.5 | 2004-06-02 05:05 | 24.1235 | 2004-06-02 05:05 | 40.1003 | 2004-06-02 05:05 | 2536.55
2021-06-03 05:10 | 24.0727 | 39.9542 | 2533.08 |  |  | 21 | 93.75 | 2004-06-02 05:10 | 24.119 | 2004-06-02 05:10 | 40.0904 | 2004-06-02 05:10 | 2536.79
2021-06-03 05:15 | 24.0733 | 39.9565 | 2530.78 |  |  | 21 | 94 | 2004-06-02 05:15 | 24.1145 | 2004-06-02 05:15 | 40.0808 | 2004-06-02 05:15 | 2537.05
2021-06-03 05:20 | 24.0741 | 39.9619 | 2528.85 |  |  | 21 | 94.25 | 2004-06-02 05:20 | 24.11 | 2004-06-02 05:20 | 40.0714 | 2004-06-02 05:20 | 2537.34
2021-06-03 05:25 | 24.075 | 39.9698 | 2527.19 |  |  | 21 | 94.5 | 2004-06-02 05:25 | 24.1054 | 2004-06-02 05:25 | 40.0622 | 2004-06-02 05:25 | 2537.63
2021-06-03 05:30 | 24.0759 | 39.9795 | 2525.73 |  |  | 21 | 94.75 | 2004-06-02 05:30 | 24.1009 | 2004-06-02 05:30 | 40.0532 | 2004-06-02 05:30 | 2537.94
2021-06-03 05:35 | 24.0769 | 39.9907 | 2524.41 |  |  | 21 | 95 | 2004-06-02 05:35 | 24.0964 | 2004-06-02 05:35 | 40.0442 | 2004-06-02 05:35 | 2538.25
2021-06-03 05:40 | 24.078 | 40.0028 | 2523.2 |  |  | 21 | 95.25 | 2004-06-02 05:40 | 24.0919 | 2004-06-02 05:40 | 40.0354 | 2004-06-02 05:40 | 2538.57
2021-06-03 05:45 | 24.0791 | 40.0158 | 2522.09 |  |  | 21 | 95.5 | 2004-06-02 05:45 | 24.0874 | 2004-06-02 05:45 | 40.0266 | 2004-06-02 05:45 | 2538.89
2021-06-03 05:50 | 24.0803 | 40.0294 | 2521.03 |  |  | 21 | 95.75 | 2004-06-02 05:50 | 24.0829 | 2004-06-02 05:50 | 40.0179 | 2004-06-02 05:50 | 2539.21
2021-06-03 05:55 | 24.0815 | 40.0434 | 2520.03 |  |  | 21 | 96 | 2004-06-02 05:55 | 24.0783 | 2004-06-02 05:55 | 40.0092 | 2004-06-02 05:55 | 2539.53
2021-06-03 06:00 | 24.1423 | 39.9164 | 2519.09 |  |  | 21.0333 | 96 | 2004-06-02 06:00 | 24.1366 | 2004-06-02 06:00 | 39.8621 | 2004-06-02 06:00 | 2534.58
2021-06-03 06:05 | 24.1685 | 39.8753 | 2527.02 |  |  | 21.0667 | 96 | 2004-06-02 06:05 | 24.1616 | 2004-06-02 06:05 | 39.8055 | 2004-06-02 06:05 | 2539.65
2021-06-03 06:10 | 24.1814 | 39.8663 | 2530.06 |  |  | 21.1 | 96 | 2004-06-02 06:10 | 24.1739 | 2004-06-02 06:10 | 39.7855 | 2004-06-02 06:10 | 2540.55
2021-06-03 06:15 | 24.1886 | 39.8707 | 2531.18 |  |  | 21.1333 | 96 | 2004-06-02 06:15 | 24.1809 | 2004-06-02 06:15 | 39.7824 | 2004-06-02 06:15 | 2540.01
2021-06-03 06:20 | 24.1934 | 39.8804 | 2531.43 |  |  | 21.1667 | 96 | 2004-06-02 06:20 | 24.1856 | 2004-06-02 06:20 | 39.7876 | 2004-06-02 06:20 | 2538.97
2021-06-03 06:25 | 24.1972 | 39.892 | 2531.28 |  |  | 21.2 | 96 | 2004-06-02 06:25 | 24.1894 | 2004-06-02 06:25 | 39.797 | 2004-06-02 06:25 | 2537.78
2021-06-03 06:30 | 24.2005 | 39.9025 | 2530.93 |  |  | 21.2333 | 96 | 2004-06-02 06:30 | 24.1929 | 2004-06-02 06:30 | 39.8072 | 2004-06-02 06:30 | 2536.59
2021-06-03 06:35 | 24.2035 | 39.9138 | 2530.38 |  |  | 21.2667 | 96 | 2004-06-02 06:35 | 24.1961 | 2004-06-02 06:35 | 39.8195 | 2004-06-02 06:35 | 2535.33
2021-06-03 06:40 | 24.2063 | 39.9256 | 2529.77 |  |  | 21.3 | 96 | 2004-06-02 06:40 | 24.1992 | 2004-06-02 06:40 | 39.8332 | 2004-06-02 06:40 | 2534.14
2021-06-03 06:45 | 24.2091 | 39.9377 | 2529.14 |  |  | 21.3333 | 96 | 2004-06-02 06:45 | 24.2023 | 2004-06-02 06:45 | 39.848 | 2004-06-02 06:45 | 2532.99
2021-06-03 06:50 | 24.2118 | 39.95 | 2528.5 |  |  | 21.3667 | 96 | 2004-06-02 06:50 | 24.2054 | 2004-06-02 06:50 | 39.8635 | 2004-06-02 06:50 | 2531.9
2021-06-03 06:55 | 24.2144 | 39.9624 | 2527.84 |  |  | 21.4 | 96 | 2004-06-02 06:55 | 24.2084 | 2004-06-02 06:55 | 39.8796 | 2004-06-02 06:55 | 2530.84
2021-06-03 07:00 | 24.2156 | 39.9739 | 2529.41 |  |  | 21.4583 | 95.5833 | 2004-06-02 07:00 | 24.2097 | 2004-06-02 07:00 | 39.8947 | 2004-06-02 07:00 | 2532.63
2021-06-03 07:05 | 24.2162 | 39.9834 | 2530.48 |  |  | 21.5167 | 95.1667 | 2004-06-02 07:05 | 24.2103 | 2004-06-02 07:05 | 39.9075 | 2004-06-02 07:05 | 2533.84
2021-06-03 07:10 | 24.2165 | 39.9911 | 2531.25 |  |  | 21.575 | 94.75 | 2004-06-02 07:10 | 24.2105 | 2004-06-02 07:10 | 39.9181 | 2004-06-02 07:10 | 2534.69
2021-06-03 07:15 | 24.2166 | 39.9972 | 2531.81 |  |  | 21.6333 | 94.3333 | 2004-06-02 07:15 | 24.2105 | 2004-06-02 07:15 | 39.9268 | 2004-06-02 07:15 | 2535.3
2021-06-03 07:20 | 24.2165 | 40.002 | 2532.22 |  |  | 21.6917 | 93.9167 | 2004-06-02 07:20 | 24.2103 | 2004-06-02 07:20 | 39.9339 | 2004-06-02 07:20 | 2535.74
2021-06-03 07:25 | 24.2164 | 40.0058 | 2532.52 |  |  | 21.75 | 93.5 | 2004-06-02 07:25 | 24.21 | 2004-06-02 07:25 | 39.9397 | 2004-06-02 07:25 | 2536.06
2021-06-03 07:30 | 24.2162 | 40.0088 | 2532.74 |  |  | 21.8083 | 93.0833 | 2004-06-02 07:30 | 24.2097 | 2004-06-02 07:30 | 39.9445 | 2004-06-02 07:30 | 2536.3
2021-06-03 07:35 | 24.2159 | 40.0112 | 2532.9 |  |  | 21.8667 | 92.6667 | 2004-06-02 07:35 | 24.2093 | 2004-06-02 07:35 | 39.9485 | 2004-06-02 07:35 | 2536.47
2021-06-03 07:40 | 24.2155 | 40.0132 | 2533.02 |  |  | 21.925 | 92.25 | 2004-06-02 07:40 | 24.2088 | 2004-06-02 07:40 | 39.952 | 2004-06-02 07:40 | 2536.59
2021-06-03 07:45 | 24.2151 | 40.0148 | 2533.11 |  |  | 21.9833 | 91.8333 | 2004-06-02 07:45 | 24.2083 | 2004-06-02 07:45 | 39.9549 | 2004-06-02 07:45 | 2536.68
2021-06-03 07:50 | 24.2146 | 40.016 | 2533.17 |  |  | 22.0417 | 91.4167 | 2004-06-02 07:50 | 24.2077 | 2004-06-02 07:50 | 39.9574 | 2004-06-02 07:50 | 2536.75
2021-06-03 07:55 | 24.2141 | 40.0171 | 2533.21 |  |  | 22.1 | 91 | 2004-06-02 07:55 | 24.207 | 2004-06-02 07:55 | 39.9595 | 2004-06-02 07:55 | 2536.8
2021-06-03 08:00 | 24.2165 | 40.0201 | 2528.5 |  |  | 22.1667 | 91 | 2004-06-02 08:00 | 24.2072 | 2004-06-02 08:00 | 39.962 | 2004-06-02 08:00 | 2535.42
2021-06-03 08:05 | 24.2202 | 40.0271 | 2524.81 |  |  | 22.2333 | 91 | 2004-06-02 08:05 | 24.2077 | 2004-06-02 08:05 | 39.9654 | 2004-06-02 08:05 | 2534.35
2021-06-03 08:10 | 24.2244 | 40.0381 | 2521.76 |  |  | 22.3 | 91 | 2004-06-02 08:10 | 24.2083 | 2004-06-02 08:10 | 39.9699 | 2004-06-02 08:10 | 2533.47
2021-06-03 08:15 | 24.2289 | 40.0524 | 2519.14 |  |  | 22.3667 | 91 | 2004-06-02 08:15 | 24.209 | 2004-06-02 08:15 | 39.9751 | 2004-06-02 08:15 | 2532.73
2021-06-03 08:20 | 24.2336 | 40.0694 | 2516.82 |  |  | 22.4333 | 91 | 2004-06-02 08:20 | 24.2097 | 2004-06-02 08:20 | 39.981 | 2004-06-02 08:20 | 2532.08
2021-06-03 08:25 | 24.2385 | 40.0885 | 2514.73 |  |  | 22.5 | 91 | 2004-06-02 08:25 | 24.2104 | 2004-06-02 08:25 | 39.9873 | 2004-06-02 08:25 | 2531.51
2021-06-03 08:30 | 24.2435 | 40.1093 | 2512.79 |  |  | 22.5667 | 91 | 2004-06-02 08:30 | 24.2111 | 2004-06-02 08:30 | 39.994 | 2004-06-02 08:30 | 2530.99
2021-06-03 08:35 | 24.2485 | 40.1313 | 2510.98 |  |  | 22.6333 | 91 | 2004-06-02 08:35 | 24.2118 | 2004-06-02 08:35 | 40.0008 | 2004-06-02 08:35 | 2530.52
2021-06-03 08:40 | 24.2536 | 40.1543 | 2509.26 |  |  | 22.7 | 91 | 2004-06-02 08:40 | 24.2124 | 2004-06-02 08:40 | 40.0078 | 2004-06-02 08:40 | 2530.07
2021-06-03 08:45 | 24.2589 | 40.178 | 2507.6 | 40 | 24.9 | 22.7667 | 91 | 2004-06-02 08:45 | 24.213 | 2004-06-02 08:45 | 40.0148 | 2004-06-02 08:45 | 2529.66
2021-06-03 08:50 | 24.2642 | 40.2023 | 2506 | 41.3 | 24.3 | 22.8333 | 91 | 2004-06-02 08:50 | 24.2137 | 2004-06-02 08:50 | 40.0218 | 2004-06-02 08:50 | 2529.28
2021-06-03 08:55 | 24.2695 | 40.227 | 2504.44 | 40.9 | 24.4 | 22.9 | 91 | 2004-06-02 08:55 | 24.2143 | 2004-06-02 08:55 | 40.0287 | 2004-06-02 08:55 | 2528.91
2021-06-03 09:00 | 24.2696 | 40.248 | 2511.61 | 40.9 | 24.2 | 22.9833 | 90.0833 | 2004-06-02 09:00 | 24.2135 | 2004-06-02 09:00 | 40.0345 | 2004-06-02 09:00 | 2530.75
2021-06-03 09:05 | 24.2673 | 40.2616 | 2516.92 | 40.1 | 23.9 | 23.0667 | 89.1667 | 2004-06-02 09:05 | 24.2121 | 2004-06-02 09:05 | 40.0382 | 2004-06-02 09:05 | 2532.14
2021-06-03 09:10 | 24.2639 | 40.268 | 2521.07 | 39.6 | 23.9 | 23.15 | 88.25 | 2004-06-02 09:10 | 24.2104 | 2004-06-02 09:10 | 40.04 | 2004-06-02 09:10 | 2533.26
2021-06-03 09:15 | 24.2599 | 40.2682 | 2524.44 | 39.8 | 23.9 | 23.2333 | 87.3333 | 2004-06-02 09:15 | 24.2085 | 2004-06-02 09:15 | 40.0399 | 2004-06-02 09:15 | 2534.19
2021-06-03 09:20 | 24.2556 | 40.2632 | 2527.26 | 39.5 | 23.9 | 23.3167 | 86.4167 | 2004-06-02 09:20 | 24.2065 | 2004-06-02 09:20 | 40.0384 | 2004-06-02 09:20 | 2535
2021-06-03 09:25 | 24.251 | 40.2542 | 2529.69 | 40 | 23.8 | 23.4 | 85.5 | 2004-06-02 09:25 | 24.2043 | 2004-06-02 09:25 | 40.0356 | 2004-06-02 09:25 | 2535.73
2021-06-03 09:30 | 24.2462 | 40.2421 | 2531.83 | 40 | 23.9 | 23.4833 | 84.5833 | 2004-06-02 09:30 | 24.2021 | 2004-06-02 09:30 | 40.0318 | 2004-06-02 09:30 | 2536.4
2021-06-03 09:35 | 24.2412 | 40.2274 | 2533.75 | 40.3 | 23.9 | 23.5667 | 83.6667 | 2004-06-02 09:35 | 24.1998 | 2004-06-02 09:35 | 40.0271 | 2004-06-02 09:35 | 2537.03
2021-06-03 09:40 | 24.236 | 40.2108 | 2535.53 | 40.3 | 23.9 | 23.65 | 82.75 | 2004-06-02 09:40 | 24.1975 | 2004-06-02 09:40 | 40.0217 | 2004-06-02 09:40 | 2537.63
2021-06-03 09:45 | 24.2308 | 40.1927 | 2537.19 | 40.8 | 23.8 | 23.7333 | 81.8333 | 2004-06-02 09:45 | 24.195 | 2004-06-02 09:45 | 40.0157 | 2004-06-02 09:45 | 2538.23
2021-06-03 09:50 | 24.2253 | 40.1733 | 2538.76 | 40.8 | 23.8 | 23.8167 | 80.9167 | 2004-06-02 09:50 | 24.1925 | 2004-06-02 09:50 | 40.0091 | 2004-06-02 09:50 | 2538.81
2021-06-03 09:55 | 24.2198 | 40.1528 | 2540.28 | 41 | 23.8 | 23.9 | 80 | 2004-06-02 09:55 | 24.1899 | 2004-06-02 09:55 | 40.002 | 2004-06-02 09:55 | 2539.4
2021-06-03 10:00 | 24.2175 | 40.1341 | 2536.38 | 40.6 | 23.9 | 23.9667 | 79.6667 | 2004-06-02 10:00 | 24.1894 | 2004-06-02 10:00 | 39.996 | 2004-06-02 10:00 | 2536.66
2021-06-03 10:05 | 24.2165 | 40.1193 | 2533.61 | 40.6 | 23.9 | 24.0333 | 79.3333 | 2004-06-02 10:05 | 24.1897 | 2004-06-02 10:05 | 39.9925 | 2004-06-02 10:05 | 2534.64
2021-06-03 10:10 | 24.2162 | 40.1086 | 2531.57 | 40.5 | 24 | 24.1 | 79 | 2004-06-02 10:10 | 24.1904 | 2004-06-02 10:10 | 39.9913 | 2004-06-02 10:10 | 2533.08
2021-06-03 10:15 | 24.2161 | 40.1013 | 2530.01 | 40.7 | 24 | 24.1667 | 78.6667 | 2004-06-02 10:15 | 24.1913 | 2004-06-02 10:15 | 39.9924 | 2004-06-02 10:15 | 2531.84
2021-06-03 10:20 | 24.2162 | 40.0967 | 2528.79 | 40.6 | 24 | 24.2333 | 78.3333 | 2004-06-02 10:20 | 24.1923 | 2004-06-02 10:20 | 39.995 | 2004-06-02 10:20 | 2530.82
2021-06-03 10:25 | 24.2164 | 40.0942 | 2527.83 | 40.5 | 24.1 | 24.3 | 78 | 2004-06-02 10:25 | 24.1934 | 2004-06-02 10:25 | 39.9989 | 2004-06-02 10:25 | 2529.96
2021-06-03 10:30 | 24.2166 | 40.0933 | 2527.06 | 40.1 | 24.1 | 24.3667 | 77.6667 | 2004-06-02 10:30 | 24.1945 | 2004-06-02 10:30 | 40.0036 | 2004-06-02 10:30 | 2529.24
2021-06-03 10:35 | 24.2169 | 40.0934 | 2526.43 | 40.2 | 24.2 | 24.4333 | 77.3333 | 2004-06-02 10:35 | 24.1957 | 2004-06-02 10:35 | 40.0089 | 2004-06-02 10:35 | 2528.61
2021-06-03 10:40 | 24.2173 | 40.0943 | 2525.92 | 40.1 | 24.2 | 24.5 | 77 | 2004-06-02 10:40 | 24.1969 | 2004-06-02 10:40 | 40.0146 | 2004-06-02 10:40 | 2528.06
2021-06-03 10:45 | 24.2177 | 40.0958 | 2525.5 | 39.7 | 24.2 | 24.5667 | 76.6667 | 2004-06-02 10:45 | 24.1982 | 2004-06-02 10:45 | 40.0205 | 2004-06-02 10:45 | 2527.58
2021-06-03 10:50 | 24.2181 | 40.0978 | 2525.14 | 40 | 24.4 | 24.6333 | 76.3333 | 2004-06-02 10:50 | 24.1995 | 2004-06-02 10:50 | 40.0265 | 2004-06-02 10:50 | 2527.15
2021-06-03 10:55 | 24.2186 | 40.0999 | 2524.84 | 39.8 | 24.5 | 24.7 | 76 | 2004-06-02 10:55 | 24.2009 | 2004-06-02 10:55 | 40.0325 | 2004-06-02 10:55 | 2526.76
2021-06-03 11:00 | 24.4126 | 39.1211 | 2512.96 | 39.9 | 24.6 | 24.75 | 76.75 | 2004-06-02 11:00 | 24.3886 | 2004-06-02 11:00 | 39.0531 | 2004-06-02 11:00 | 2525.94
2021-06-03 11:05 | 24.5052 | 38.5495 | 2493.28 | 39.4 | 24.8 | 24.8 | 77.5 | 2004-06-02 11:05 | 24.4715 | 2004-06-02 11:05 | 38.471 | 2004-06-02 11:05 | 2514.92
2021-06-03 11:10 | 24.5572 | 38.1903 | 2469.58 | 39.6 | 24.7 | 24.85 | 78.25 | 2004-06-02 11:10 | 24.5122 | 2004-06-02 11:10 | 38.0916 | 2004-06-02 11:10 | 2498.31
2021-06-03 11:15 | 24.5909 | 37.9594 | 2447.82 | 39.5 | 24.6 | 24.9 | 79 | 2004-06-02 11:15 | 24.5336 | 2004-06-02 11:15 | 37.8321 | 2004-06-02 11:15 | 2482.63
2021-06-03 11:20 | 24.6168 | 37.8107 | 2429.22 | 39.4 | 24.7 | 24.95 | 79.75 | 2004-06-02 11:20 | 24.5466 | 2004-06-02 11:20 | 37.6482 | 2004-06-02 11:20 | 2469.4
2021-06-03 11:25 | 24.6392 | 37.7179 | 2413.8 | 39.2 | 24.8 | 25 | 80.5 | 2004-06-02 11:25 | 24.5557 | 2004-06-02 11:25 | 37.515 | 2004-06-02 11:25 | 2458.83
2021-06-03 11:30 | 24.66 | 37.665 | 2401.09 | 39.3 | 24.7 | 25.05 | 81.25 | 2004-06-02 11:30 | 24.5629 | 2004-06-02 11:30 | 37.4173 | 2004-06-02 11:30 | 2450.63
2021-06-03 11:35 | 24.6803 | 37.641 | 2390.57 | 39.4 | 24.8 | 25.1 | 82 | 2004-06-02 11:35 | 24.5691 | 2004-06-02 11:35 | 37.3454 | 2004-06-02 11:35 | 2444.35
2021-06-03 11:40 | 24.7005 | 37.6383 | 2381.74 | 39.4 | 24.8 | 25.15 | 82.75 | 2004-06-02 11:40 | 24.5748 | 2004-06-02 11:40 | 37.2923 | 2004-06-02 11:40 | 2439.57
2021-06-03 11:45 | 24.7206 | 37.6516 | 2374.22 | 39.4 | 24.8 | 25.2 | 83.5 | 2004-06-02 11:45 | 24.5802 | 2004-06-02 11:45 | 37.2531 | 2004-06-02 11:45 | 2435.96
2021-06-03 11:50 | 24.7409 | 37.677 | 2367.69 | 39.4 | 24.9 | 25.25 | 84.25 | 2004-06-02 11:50 | 24.5855 | 2004-06-02 11:50 | 37.2242 | 2004-06-02 11:50 | 2433.24
2021-06-03 11:55 | 24.7614 | 37.7116 | 2361.89 | 39.5 | 24.8 | 25.3 | 85 | 2004-06-02 11:55 | 24.5906 | 2004-06-02 11:55 | 37.2031 | 2004-06-02 11:55 | 2431.21
2021-06-03 12:00 | 24.7771 | 37.7494 | 2364.62 | 39.6 | 24.8 | 25.3333 | 85.25 | 2004-06-02 12:00 | 24.5963 | 2004-06-02 12:00 | 37.1884 | 2004-06-02 12:00 | 2428.59
2021-06-03 12:05 | 24.7905 | 37.7861 | 2366.06 | 39.4 | 24.9 | 25.3667 | 85.5 | 2004-06-02 12:05 | 24.6023 | 2004-06-02 12:05 | 37.1791 | 2004-06-02 12:05 | 2426.6
2021-06-03 12:10 | 24.8029 | 37.8207 | 2366.73 | 39.4 | 24.9 | 25.4 | 85.75 | 2004-06-02 12:10 | 24.6083 | 2004-06-02 12:10 | 37.1739 | 2004-06-02 12:10 | 2425.04
2021-06-03 12:15 | 24.8148 | 37.8531 | 2366.89 | 39.7 | 24.8 | 25.4333 | 86 | 2004-06-02 12:15 | 24.6145 | 2004-06-02 12:15 | 37.172 | 2004-06-02 12:15 | 2423.81
2021-06-03 12:20 | 24.8264 | 37.8836 | 2366.71 | 39.7 | 24.9 | 25.4667 | 86.25 | 2004-06-02 12:20 | 24.6206 | 2004-06-02 12:20 | 37.1725 | 2004-06-02 12:20 | 2422.81
2021-06-03 12:25 | 24.8379 | 37.9125 | 2366.28 | 39.3 | 25.1 | 25.5 | 86.5 | 2004-06-02 12:25 | 24.6268 | 2004-06-02 12:25 | 37.175 | 2004-06-02 12:25 | 2421.99
2021-06-03 12:30 | 24.8494 | 37.9403 | 2365.68 | 39.5 | 25 | 25.5333 | 86.75 | 2004-06-02 12:30 | 24.633 | 2004-06-02 12:30 | 37.1789 | 2004-06-02 12:30 | 2421.3
2021-06-03 12:35 | 24.8608 | 37.9671 | 2364.93 | 40 | 24.9 | 25.5667 | 87 | 2004-06-02 12:35 | 24.6392 | 2004-06-02 12:35 | 37.1838 | 2004-06-02 12:35 | 2420.71
2021-06-03 12:40 | 24.8722 | 37.9934 | 2364.09 | 40.3 | 24.9 | 25.6 | 87.25 | 2004-06-02 12:40 | 24.6454 | 2004-06-02 12:40 | 37.1896 | 2004-06-02 12:40 | 2420.19
2021-06-03 12:45 | 24.8837 | 38.0191 | 2363.17 | 40.5 | 24.9 | 25.6333 | 87.5 | 2004-06-02 12:45 | 24.6517 | 2004-06-02 12:45 | 37.196 | 2004-06-02 12:45 | 2419.73
2021-06-03 12:50 | 24.8952 | 38.0446 | 2362.19 | 40.4 | 25 | 25.6667 | 87.75 | 2004-06-02 12:50 | 24.658 | 2004-06-02 12:50 | 37.2028 | 2004-06-02 12:50 | 2419.31
2021-06-03 12:55 | 24.9067 | 38.0698 | 2361.17 | 40.3 | 25 | 25.7 | 88 | 2004-06-02 12:55 | 24.6643 | 2004-06-02 12:55 | 37.2099 | 2004-06-02 12:55 | 2418.92
2021-06-03 13:00 | 24.9062 | 38.0863 | 2379.17 | 40.4 | 24.8 | 25.7417 | 86.8333 | 2004-06-02 13:00 | 24.6682 | 2004-06-02 13:00 | 37.2149 | 2004-06-02 13:00 | 2422.48
2021-06-03 13:05 | 24.9 | 38.0877 | 2392.8 | 40.1 | 24.9 | 25.7833 | 85.6667 | 2004-06-02 13:05 | 24.671 | 2004-06-02 13:05 | 37.2167 | 2004-06-02 13:05 | 2425.18
2021-06-03 13:10 | 24.8909 | 38.0744 | 2403.59 | 40.2 | 24.8 | 25.825 | 84.5 | 2004-06-02 13:10 | 24.6732 | 2004-06-02 13:10 | 37.2156 | 2004-06-02 13:10 | 2427.35
2021-06-03 13:15 | 24.8804 | 38.0482 | 2412.45 | 40.3 | 24.9 | 25.8667 | 83.3333 | 2004-06-02 13:15 | 24.6752 | 2004-06-02 13:15 | 37.2118 | 2004-06-02 13:15 | 2429.14
2021-06-03 13:20 | 24.869 | 38.0117 | 2419.93 | 40.6 | 24.9 | 25.9083 | 82.1667 | 2004-06-02 13:20 | 24.677 | 2004-06-02 13:20 | 37.2059 | 2004-06-02 13:20 | 2430.68
2021-06-03 13:25 | 24.8572 | 37.967 | 2426.41 | 40.5 | 24.9 | 25.95 | 81 | 2004-06-02 13:25 | 24.6788 | 2004-06-02 13:25 | 37.1983 | 2004-06-02 13:25 | 2432.04
2021-06-03 13:30 | 24.8451 | 37.9159 | 2432.17 | 40.6 | 24.9 | 25.9917 | 79.8333 | 2004-06-02 13:30 | 24.6805 | 2004-06-02 13:30 | 37.1894 | 2004-06-02 13:30 | 2433.26
2021-06-03 13:35 | 24.8328 | 37.8602 | 2437.38 | 40.8 | 25 | 26.0333 | 78.6667 | 2004-06-02 13:35 | 24.6822 | 2004-06-02 13:35 | 37.1794 | 2004-06-02 13:35 | 2434.39
2021-06-03 13:40 | 24.8203 | 37.8008 | 2442.18 | 40.8 | 25 | 26.075 | 77.5 | 2004-06-02 13:40 | 24.6838 | 2004-06-02 13:40 | 37.1687 | 2004-06-02 13:40 | 2435.44
2021-06-03 13:45 | 24.8077 | 37.7388 | 2446.66 | 40.9 | 25 | 26.1167 | 76.3333 | 2004-06-02 13:45 | 24.6855 | 2004-06-02 13:45 | 37.1574 | 2004-06-02 13:45 | 2436.44
2021-06-03 13:50 | 24.795 | 37.6749 | 2450.91 | 41 | 25.1 | 26.1583 | 75.1667 | 2004-06-02 13:50 | 24.6871 | 2004-06-02 13:50 | 37.1456 | 2004-06-02 13:50 | 2437.39
2021-06-03 13:55 | 24.7821 | 37.6095 | 2454.97 | 40.5 | 25.1 | 26.2 | 74 | 2004-06-02 13:55 | 24.6887 | 2004-06-02 13:55 | 37.1334 | 2004-06-02 13:55 | 2438.32
2021-06-03 14:00 | 24.8022 | 38.127 | 2454.13 | 40.5 | 25 | 26.2 | 73.4167 | 2004-06-02 14:00 | 24.7193 | 2004-06-02 14:00 | 37.7029 | 2004-06-02 14:00 | 2441.39
2021-06-03 14:05 | 24.8083 | 38.5229 | 2504.82 | 40.5 | 25.1 | 26.2 | 72.8333 | 2004-06-02 14:05 | 24.7337 | 2004-06-02 14:05 | 38.1452 | 2004-06-02 14:05 | 2494.44
2021-06-03 14:10 | 24.8081 | 38.8177 | 2542.59 | 40.6 | 25.2 | 26.2 | 72.25 | 2004-06-02 14:10 | 24.7408 | 2004-06-02 14:10 | 38.4804 | 2004-06-02 14:10 | 2533.63
2021-06-03 14:15 | 24.8049 | 39.0322 | 2571.18 | 39.4 | 25.1 | 26.2 | 71.6667 | 2004-06-02 14:15 | 24.7445 | 2004-06-02 14:15 | 38.7303 | 2004-06-02 14:15 | 2563.03
2021-06-03 14:20 | 24.8002 | 39.1843 | 2593.09 | 39.2 | 25 | 26.2 | 71.0833 | 2004-06-02 14:20 | 24.7465 | 2004-06-02 14:20 | 38.9138 | 2004-06-02 14:20 | 2585.34
2021-06-03 14:25 | 24.7947 | 39.2887 | 2610.06 | 39 | 25 | 26.2 | 70.5 | 2004-06-02 14:25 | 24.7477 | 2004-06-02 14:25 | 39.0463 | 2004-06-02 14:25 | 2602.41
2021-06-03 14:30 | 24.7888 | 39.3554 | 2623.36 | 38.7 | 25 | 26.2 | 69.9167 | 2004-06-02 14:30 | 24.7484 | 2004-06-02 14:30 | 39.1388 | 2004-06-02 14:30 | 2615.61
2021-06-03 14:35 | 24.7827 | 39.3949 | 2633.8 | 38.6 | 25 | 26.2 | 69.3333 | 2004-06-02 14:35 | 24.7488 | 2004-06-02 14:35 | 39.2021 | 2004-06-02 14:35 | 2625.78
2021-06-03 14:40 | 24.7764 | 39.4141 | 2642.2 | 38.6 | 24.9 | 26.2 | 68.75 | 2004-06-02 14:40 | 24.749 | 2004-06-02 14:40 | 39.2436 | 2004-06-02 14:40 | 2633.81
2021-06-03 14:45 | 24.7701 | 39.4179 | 2649.06 | 38.5 | 24.9 | 26.2 | 68.1667 | 2004-06-02 14:45 | 24.7491 | 2004-06-02 14:45 | 39.2684 | 2004-06-02 14:45 | 2640.22
2021-06-03 14:50 | 24.7636 | 39.4103 | 2654.77 | 38.6 | 24.8 | 26.2 | 67.5833 | 2004-06-02 14:50 | 24.7491 | 2004-06-02 14:50 | 39.2809 | 2004-06-02 14:50 | 2645.41
2021-06-03 14:55 | 24.7571 | 39.3941 | 2659.6 | 39.3 | 24.8 | 26.2 | 67 | 2004-06-02 14:55 | 24.7491 | 2004-06-02 14:55 | 39.284 | 2004-06-02 14:55 | 2649.67
2021-06-03 15:00 | 24.4416 | 40.1234 | 2640.39 | 38.7 | 24.8 | 26.175 | 67 | 2004-06-02 15:00 | 24.4357 | 2004-06-02 15:00 | 40.0226 | 2004-06-02 15:00 | 2637.09
2021-06-03 15:05 | 24.1944 | 40.6698 | 2598.98 | 39.3 | 24.8 | 26.15 | 67 | 2004-06-02 15:05 | 24.1898 | 2004-06-02 15:05 | 40.5809 | 2004-06-02 15:05 | 2599.72
2021-06-03 15:10 | 24.1204 | 40.8051 | 2573.38 | 39.4 | 24.7 | 26.125 | 67 | 2004-06-02 15:10 | 24.1157 | 2004-06-02 15:10 | 40.7195 | 2004-06-02 15:10 | 2577.65
2021-06-03 15:15 | 24.0844 | 40.852 | 2560.96 | 40.4 | 24.5 | 26.1 | 67 | 2004-06-02 15:15 | 24.079 | 2004-06-02 15:15 | 40.7651 | 2004-06-02 15:15 | 2568.07
2021-06-03 15:20 | 24.0638 | 40.8664 | 2554.41 | 41.6 | 24.2 | 26.075 | 67 | 2004-06-02 15:20 | 24.0576 | 2004-06-02 15:20 | 40.7742 | 2004-06-02 15:20 | 2563.86
2021-06-03 15:25 | 24.0498 | 40.8692 | 2550.48 | 42 | 24.1 | 26.05 | 67 | 2004-06-02 15:25 | 24.0426 | 2004-06-02 15:25 | 40.7686 | 2004-06-02 15:25 | 2561.91
2021-06-03 15:30 | 24.0391 | 40.8682 | 2547.86 | 42.9 | 24 | 26.025 | 67 | 2004-06-02 15:30 | 24.0308 | 2004-06-02 15:30 | 40.7569 | 2004-06-02 15:30 | 2560.99
2021-06-03 15:35 | 24.0301 | 40.8659 | 2545.98 | 43.1 | 23.9 | 26 | 67 | 2004-06-02 15:35 | 24.0206 | 2004-06-02 15:35 | 40.7422 | 2004-06-02 15:35 | 2560.6
2021-06-03 15:40 | 24.0222 | 40.8636 | 2544.57 | 42.9 | 23.9 | 25.975 | 67 | 2004-06-02 15:40 | 24.0115 | 2004-06-02 15:40 | 40.726 | 2004-06-02 15:40 | 2560.53
2021-06-03 15:45 | 24.0149 | 40.8614 | 2543.48 | 43 | 23.9 | 25.95 | 67 | 2004-06-02 15:45 | 24.0031 | 2004-06-02 15:45 | 40.7092 | 2004-06-02 15:45 | 2560.66
2021-06-03 15:50 | 24.0084 | 40.8591 | 2542.62 | 43.4 | 23.8 | 25.925 | 67 | 2004-06-02 15:50 | 23.9952 | 2004-06-02 15:50 | 40.6917 | 2004-06-02 15:50 | 2560.93
2021-06-03 15:55 | 24.0024 | 40.8567 | 2541.97 | 42.4 | 24.1 | 25.9 | 67 | 2004-06-02 15:55 | 23.9879 | 2004-06-02 15:55 | 40.6737 | 2004-06-02 15:55 | 2561.33
2021-06-03 16:00 | 24.2889 | 39.9133 | 2547.03 | 42.3 | 24.2 | 25.8583 | 67.4167 | 2004-06-02 16:00 | 24.2727 | 2004-06-02 16:00 | 39.7222 | 2004-06-02 16:00 | 2567.15
2021-06-03 16:05 | 24.5154 | 39.0815 | 2565.52 | 41.7 | 24.2 | 25.8167 | 67.8333 | 2004-06-02 16:05 | 24.4957 | 2004-06-02 16:05 | 38.8768 | 2004-06-02 16:05 | 2587.11
2021-06-03 16:10 | 24.5879 | 38.7593 | 2570.08 | 42 | 24.2 | 25.775 | 68.25 | 2004-06-02 16:10 | 24.5654 | 2004-06-02 16:10 | 38.5417 | 2004-06-02 16:10 | 2592.53
2021-06-03 16:15 | 24.6246 | 38.5672 | 2567.48 | 42.7 | 24.3 | 25.7333 | 68.6667 | 2004-06-02 16:15 | 24.5997 | 2004-06-02 16:15 | 38.3352 | 2004-06-02 16:15 | 2590.77
2021-06-03 16:20 | 24.6459 | 38.4441 | 2562.87 | 43 | 24.3 | 25.6917 | 69.0833 | 2004-06-02 16:20 | 24.6188 | 2004-06-02 16:20 | 38.1967 | 2004-06-02 16:20 | 2587.02
2021-06-03 16:25 | 24.6602 | 38.3611 | 2558.33 | 42.8 | 24.5 | 25.65 | 69.5 | 2004-06-02 16:25 | 24.631 | 2004-06-02 16:25 | 38.0978 | 2004-06-02 16:25 | 2583.36
2021-06-03 16:30 | 24.6712 | 38.3036 | 2554.47 | 41.6 | 24.5 | 25.6083 | 69.9167 | 2004-06-02 16:30 | 24.6401 | 2004-06-02 16:30 | 38.0241 | 2004-06-02 16:30 | 2580.39
2021-06-03 16:35 | 24.6805 | 38.2632 | 2551.4 | 41.4 | 24.4 | 25.5667 | 70.3333 | 2004-06-02 16:35 | 24.6474 | 2004-06-02 16:35 | 37.9675 | 2004-06-02 16:35 | 2578.2
2021-06-03 16:40 | 24.6888 | 38.2349 | 2549.01 | 41.6 | 24.5 | 25.525 | 70.75 | 2004-06-02 16:40 | 24.6537 | 2004-06-02 16:40 | 37.9228 | 2004-06-02 16:40 | 2576.7
2021-06-03 16:45 | 24.6965 | 38.2151 | 2547.2 | 41.5 | 24.5 | 25.4833 | 71.1667 | 2004-06-02 16:45 | 24.6595 | 2004-06-02 16:45 | 37.8866 | 2004-06-02 16:45 | 2575.77
2021-06-03 16:50 | 24.7039 | 38.2016 | 2545.84 | 41.6 | 24.4 | 25.4417 | 71.5833 | 2004-06-02 16:50 | 24.6649 | 2004-06-02 16:50 | 37.8569 | 2004-06-02 16:50 | 2575.28
2021-06-03 16:55 | 24.7109 | 38.193 | 2544.82 | 42.9 | 24.4 | 25.4 | 72 | 2004-06-02 16:55 | 24.6699 | 2004-06-02 16:55 | 37.832 | 2004-06-02 16:55 | 2575.13
2021-06-03 17:00 | 24.7158 | 38.1873 | 2547.17 | 42.3 | 24.5 | 25.3417 | 72.25 | 2004-06-02 17:00 | 24.6741 | 2004-06-02 17:00 | 37.8109 | 2004-06-02 17:00 | 2576.25
2021-06-03 17:05 | 24.7195 | 38.1815 | 2549.07 | 42 | 24.6 | 25.2833 | 72.5 | 2004-06-02 17:05 | 24.6778 | 2004-06-02 17:05 | 37.7915 | 2004-06-02 17:05 | 2577.37
2021-06-03 17:10 | 24.7226 | 38.1754 | 2550.64 | 42.1 | 24.6 | 25.225 | 72.75 | 2004-06-02 17:10 | 24.6811 | 2004-06-02 17:10 | 37.7734 | 2004-06-02 17:10 | 2578.47
2021-06-03 17:15 | 24.7253 | 38.1685 | 2551.98 | 43.1 | 24.6 | 25.1667 | 73 | 2004-06-02 17:15 | 24.6842 | 2004-06-02 17:15 | 37.756 | 2004-06-02 17:15 | 2579.54
2021-06-03 17:20 | 24.7278 | 38.1609 | 2553.17 | 43.3 | 24.6 | 25.1083 | 73.25 | 2004-06-02 17:20 | 24.687 | 2004-06-02 17:20 | 37.7394 | 2004-06-02 17:20 | 2580.6
2021-06-03 17:25 | 24.7301 | 38.1529 | 2554.25 | 43.4 | 24.7 | 25.05 | 73.5 | 2004-06-02 17:25 | 24.6897 | 2004-06-02 17:25 | 37.7233 | 2004-06-02 17:25 | 2581.66
2021-06-03 17:30 | 24.8445 | 38.9713 | 2555.25 | 43.2 | 24.8 | 24.9917 | 73.75 | 2004-06-02 17:30 | 24.8043 | 2004-06-02 17:30 | 38.539 | 2004-06-02 17:30 | 2582.69
2021-06-03 17:35 | 24.8988 | 39.6616 | 2650 | 42.9 | 24.9 | 24.9333 | 74 | 2004-06-02 17:35 | 24.8579 | 2004-06-02 17:35 | 39.2274 | 2004-06-02 17:35 | 2677.53
2021-06-03 17:40 | 24.9273 | 40.2104 | 2717.43 | 43.1 | 24.9 | 24.875 | 74.25 | 2004-06-02 17:40 | 24.8858 | 2004-06-02 17:40 | 39.7733 | 2004-06-02 17:40 | 2744.93
2021-06-03 17:45 | 24.9437 | 40.6348 | 2766.8 | 43.1 | 25 | 24.8167 | 74.5 | 2004-06-02 17:45 | 24.9021 | 2004-06-02 17:45 | 40.1938 | 2004-06-02 17:45 | 2794.31
2021-06-03 17:50 | 24.9546 | 40.957 | 2803.52 | 43 | 25 | 24.7583 | 74.75 | 2004-06-02 17:50 | 24.9129 | 2004-06-02 17:50 | 40.5117 | 2004-06-02 17:50 | 2831.1
2021-06-03 17:55 | 24.9627 | 41.1986 | 2831.15 | 42.8 | 25 | 24.7 | 75 | 2004-06-02 17:55 | 24.9212 | 2004-06-02 17:55 | 40.7486 | 2004-06-02 17:55 | 2858.85
2021-06-03 18:00 | 24.9686 | 41.3775 | 2853.39 | 42.8 | 25 | 24.6667 | 75 | 2004-06-02 18:00 | 24.9299 | 2004-06-02 18:00 | 40.924 | 2004-06-02 18:00 | 2877.05
2021-06-03 18:05 | 24.9731 | 41.508 | 2870.38 | 42.7 | 25 | 24.6333 | 75 | 2004-06-02 18:05 | 24.9386 | 2004-06-02 18:05 | 41.0543 | 2004-06-02 18:05 | 2891.01
2021-06-03 18:10 | 24.9769 | 41.6016 | 2883.47 | 42.5 | 25.1 | 24.6 | 75 | 2004-06-02 18:10 | 24.947 | 2004-06-02 18:10 | 41.1509 | 2004-06-02 18:10 | 2901.72
2021-06-03 18:15 | 24.9802 | 41.6671 | 2893.64 | 42.5 | 25.1 | 24.5667 | 75 | 2004-06-02 18:15 | 24.9552 | 2004-06-02 18:15 | 41.2224 | 2004-06-02 18:15 | 2909.96
2021-06-03 18:20 | 24.9831 | 41.7117 | 2901.64 | 42.6 | 25 | 24.5333 | 75 | 2004-06-02 18:20 | 24.963 | 2004-06-02 18:20 | 41.2754 | 2004-06-02 18:20 | 2916.32
2021-06-03 18:25 | 24.9857 | 41.7405 | 2907.97 | 42.6 | 25 | 24.5 | 75 | 2004-06-02 18:25 | 24.9706 | 2004-06-02 18:25 | 41.3144 | 2004-06-02 18:25 | 2921.26
2021-06-03 18:30 | 24.988 | 41.7575 | 2913.05 | 42.5 | 25 | 24.4667 | 75 | 2004-06-02 18:30 | 24.978 | 2004-06-02 18:30 | 41.3429 | 2004-06-02 18:30 | 2925.12
2021-06-03 18:35 | 24.99 | 41.7657 | 2917.19 | 42.6 | 25 | 24.4333 | 75 | 2004-06-02 18:35 | 24.9851 | 2004-06-02 18:35 | 41.3637 | 2004-06-02 18:35 | 2928.16
2021-06-03 18:40 | 24.9918 | 41.7674 | 2920.6 | 42.6 | 25 | 24.4 | 75 | 2004-06-02 18:40 | 24.9919 | 2004-06-02 18:40 | 41.3788 | 2004-06-02 18:40 | 2930.58
2021-06-03 18:45 | 24.9935 | 41.7642 | 2923.46 | 42.5 | 25.1 | 24.3667 | 75 | 2004-06-02 18:45 | 24.9986 | 2004-06-02 18:45 | 41.3896 | 2004-06-02 18:45 | 2932.52
2021-06-03 18:50 | 24.9948 | 41.7577 | 2925.91 | 42.4 | 25.1 | 24.3333 | 75 | 2004-06-02 18:50 | 25.005 | 2004-06-02 18:50 | 41.3974 | 2004-06-02 18:50 | 2934.09
2021-06-03 18:55 | 24.9959 | 41.7487 | 2928.01 | 42.4 | 25.1 | 24.3 | 75 | 2004-06-02 18:55 | 25.0112 | 2004-06-02 18:55 | 41.4029 | 2004-06-02 18:55 | 2935.38
2021-06-03 19:00 | 24.9975 | 41.738 | 2928.92 | 42.5 | 25 | 24.2667 | 75.0833 | 2004-06-02 19:00 | 25.023 | 2004-06-02 19:00 | 41.4094 | 2004-06-02 19:00 | 2927.33
2021-06-03 19:05 | 24.9992 | 41.7266 | 2929.87 | 42.5 | 25.1 | 24.2333 | 75.1667 | 2004-06-02 19:05 | 25.0371 | 2004-06-02 19:05 | 41.4218 | 2004-06-02 19:05 | 2921.2
2021-06-03 19:10 | 25.0008 | 41.7152 | 2930.79 | 42.3 | 25.1 | 24.2 | 75.25 | 2004-06-02 19:10 | 25.0523 | 2004-06-02 19:10 | 41.4407 | 2004-06-02 19:10 | 2916.25
2021-06-03 19:15 | 25.0024 | 41.7036 | 2931.7 | 40.7 | 25.1 | 24.1667 | 75.3333 | 2004-06-02 19:15 | 25.0679 | 2004-06-02 19:15 | 41.4653 | 2004-06-02 19:15 | 2912.1
2021-06-03 19:20 | 25.0038 | 41.6923 | 2932.58 | 40.3 | 25 | 24.1333 | 75.4167 | 2004-06-02 19:20 | 25.0836 | 2004-06-02 19:20 | 41.4945 | 2004-06-02 19:20 | 2908.52
2021-06-03 19:25 | 25.0051 | 41.6812 | 2933.42 | 40.3 | 25 | 24.1 | 75.5 | 2004-06-02 19:25 | 25.0994 | 2004-06-02 19:25 | 41.5275 | 2004-06-02 19:25 | 2905.34
2021-06-03 19:30 | 25.0063 | 41.6702 | 2934.24 | 41.6 | 25 | 24.0667 | 75.5833 | 2004-06-02 19:30 | 25.1152 | 2004-06-02 19:30 | 41.5632 | 2004-06-02 19:30 | 2902.47
2021-06-03 19:35 | 25.0073 | 41.6595 | 2935.04 | 42 | 25.1 | 24.0333 | 75.6667 | 2004-06-02 19:35 | 25.1309 | 2004-06-02 19:35 | 41.6012 | 2004-06-02 19:35 | 2899.81
2021-06-03 19:40 | 25.0083 | 41.649 | 2935.8 | 42.2 | 25.3 | 24 | 75.75 | 2004-06-02 19:40 | 25.1467 | 2004-06-02 19:40 | 41.6408 | 2004-06-02 19:40 | 2897.32
2021-06-03 19:45 | 25.0091 | 41.6387 | 2936.55 | 43 | 25.6 | 23.9667 | 75.8333 | 2004-06-02 19:45 | 25.1622 | 2004-06-02 19:45 | 41.6819 | 2004-06-02 19:45 | 2894.96
2021-06-03 19:50 | 25.0098 | 41.6287 | 2937.27 | 42.1 | 25.5 | 23.9333 | 75.9167 | 2004-06-02 19:50 | 25.1777 | 2004-06-02 19:50 | 41.724 | 2004-06-02 19:50 | 2892.68
2021-06-03 19:55 | 25.0103 | 41.6189 | 2937.97 | 43.1 | 25.3 | 23.9 | 76 | 2004-06-02 19:55 | 25.1932 | 2004-06-02 19:55 | 41.7668 | 2004-06-02 19:55 | 2890.47
2021-06-03 20:00 | 24.7369 | 42.2978 | 2937.36 | 43.1 | 25.1 | 23.8583 | 76.25 | 2004-06-02 20:00 | 24.9261 | 2004-06-02 20:00 | 42.5002 | 2004-06-02 20:00 | 2898.7
2021-06-03 20:05 | 24.6253 | 42.555 | 2896.67 | 42.8 | 25 | 23.8167 | 76.5 | 2004-06-02 20:05 | 24.8174 | 2004-06-02 20:05 | 42.804 | 2004-06-02 20:05 | 2864.07
2021-06-03 20:10 | 24.576 | 42.6527 | 2878.38 | 43 | 24.9 | 23.775 | 76.75 | 2004-06-02 20:10 | 24.77 | 2004-06-02 20:10 | 42.937 | 2004-06-02 20:10 | 2850.08
2021-06-03 20:15 | 24.5529 | 42.687 | 2869.1 | 43.4 | 24.8 | 23.7333 | 77 | 2004-06-02 20:15 | 24.7486 | 2004-06-02 20:15 | 42.9971 | 2004-06-02 20:15 | 2844.03
2021-06-03 20:20 | 24.5403 | 42.6987 | 2863.91 | 43 | 24.9 | 23.6917 | 77.25 | 2004-06-02 20:20 | 24.7376 | 2004-06-02 20:20 | 43.0273 | 2004-06-02 20:20 | 2841.33
2021-06-03 20:25 | 24.5323 | 42.7031 | 2860.6 | 43.4 | 24.8 | 23.65 | 77.5 | 2004-06-02 20:25 | 24.7311 | 2004-06-02 20:25 | 43.0445 | 2004-06-02 20:25 | 2839.95
2021-06-03 20:30 | 24.5264 | 42.7056 | 2858.26 | 43.7 | 24.8 | 23.6083 | 77.75 | 2004-06-02 20:30 | 24.7266 | 2004-06-02 20:30 | 43.0558 | 2004-06-02 20:30 | 2839.13
2021-06-03 20:35 | 24.5217 | 42.7078 | 2856.49 | 44.8 | 24.6 | 23.5667 | 78 | 2004-06-02 20:35 | 24.7231 | 2004-06-02 20:35 | 43.0642 | 2004-06-02 20:35 | 2838.56
2021-06-03 20:40 | 24.5176 | 42.7106 | 2855.09 | 44.4 | 24.6 | 23.525 | 78.25 | 2004-06-02 20:40 | 24.72 | 2004-06-02 20:40 | 43.071 | 2004-06-02 20:40 | 2838.11
2021-06-03 20:45 | 24.5138 | 42.7142 | 2853.95 | 44.3 | 24.5 | 23.4833 | 78.5 | 2004-06-02 20:45 | 24.7173 | 2004-06-02 20:45 | 43.0768 | 2004-06-02 20:45 | 2837.72
2021-06-03 20:50 | 24.5104 | 42.7182 | 2852.99 | 44.6 | 24.4 | 23.4417 | 78.75 | 2004-06-02 20:50 | 24.7147 | 2004-06-02 20:50 | 43.082 | 2004-06-02 20:50 | 2837.37
2021-06-03 20:55 | 24.5071 | 42.7227 | 2852.17 | 44.5 | 24.3 | 23.4 | 79 | 2004-06-02 20:55 | 24.7123 | 2004-06-02 20:55 | 43.0867 | 2004-06-02 20:55 | 2837.05
2021-06-03 21:00 | 24.0404 | 43.9316 | 2816.55 | 45.7 | 24 | 23.3667 | 79 | 2004-06-02 21:00 | 24.2443 | 2004-06-02 21:00 | 44.3063 | 2004-06-02 21:00 | 2803.17
2021-06-03 21:05 | 23.613 | 45.0072 | 2759.63 | 48.7 | 23.8 | 23.3333 | 79 | 2004-06-02 21:05 | 23.814 | 2004-06-02 21:05 | 45.3938 | 2004-06-02 21:05 | 2747.53
2021-06-03 21:10 | 23.5047 | 45.2299 | 2721.56 | 54.7 | 23.7 | 23.3 | 79 | 2004-06-02 21:10 | 23.7043 | 2004-06-02 21:10 | 45.6162 | 2004-06-02 21:10 | 2710.39
2021-06-03 21:15 | 23.45 | 45.3116 | 2702.97 | 58 | 23.6 | 23.2667 | 79 | 2004-06-02 21:15 | 23.6485 | 2004-06-02 21:15 | 45.6941 | 2004-06-02 21:15 | 2692.66
2021-06-03 21:20 | 23.4154 | 45.3463 | 2692.57 | 71.5 | 23.5 | 23.2333 | 79 | 2004-06-02 21:20 | 23.6129 | 2004-06-02 21:20 | 45.723 | 2004-06-02 21:20 | 2683.05
2021-06-03 21:25 | 23.389 | 45.3663 | 2685.64 | 64.6 | 23.3 | 23.2 | 79 | 2004-06-02 21:25 | 23.5855 | 2004-06-02 21:25 | 45.7361 | 2004-06-02 21:25 | 2676.83
2021-06-03 21:30 | 23.8677 | 44.0441 | 2705.9 | 58.7 | 23.1 | 23.1667 | 79 | 2004-06-02 21:30 | 24.0643 | 2004-06-02 21:30 | 44.3974 | 2004-06-02 21:30 | 2697.53
2021-06-03 21:35 | 24.2136 | 43.1378 | 2767.71 | 57.1 | 23.1 | 23.1333 | 79 | 2004-06-02 21:35 | 24.4104 | 2004-06-02 21:35 | 43.4714 | 2004-06-02 21:35 | 2760.25
2021-06-03 21:40 | 24.3073 | 42.9178 | 2803.58 | 55.4 | 23 | 23.1 | 79 | 2004-06-02 21:40 | 24.5035 | 2004-06-02 21:40 | 43.24 | 2004-06-02 21:40 | 2796.84
2021-06-03 21:45 | 24.3461 | 42.8378 | 2820.93 | 56 | 22.8 | 23.0667 | 79 | 2004-06-02 21:45 | 24.5414 | 2004-06-02 21:45 | 43.1506 | 2004-06-02 21:45 | 2814.81
2021-06-03 21:50 | 24.363 | 42.8083 | 2830.08 | 52.1 | 22.7 | 23.0333 | 79 | 2004-06-02 21:50 | 24.5571 | 2004-06-02 21:50 | 43.1126 | 2004-06-02 21:50 | 2824.5
2021-06-03 21:55 | 24.3708 | 42.7964 | 2835.62 | 50.5 | 22.5 | 23 | 79 | 2004-06-02 21:55 | 24.5635 | 2004-06-02 21:55 | 43.0926 | 2004-06-02 21:55 | 2830.51
2021-06-03 22:00 | 24.3745 | 42.7907 | 2839.05 | 47.5 | 22.4 | 22.9583 | 79.0833 | 2004-06-02 22:00 | 24.5686 | 2004-06-02 22:00 | 43.0805 | 2004-06-02 22:00 | 2829.88
2021-06-03 22:05 | 24.3762 | 42.7862 | 2841.6 | 42.3481 | 24.5381 |  |  | 2004-06-02 22:05 | 24.5728 | 2004-06-02 22:05 | 43.0735 | 2004-06-02 22:05 | 2829.4
2021-06-03 22:10 | 24.3769 | 42.7813 | 2843.59 | -0.43807 | 0.16193 |  |  | 2004-06-02 22:10 | 24.5763 | 2004-06-02 22:10 | 43.07 | 2004-06-02 22:10 | 2828.98
2021-06-03 22:15 | 24.3769 | 42.7757 | 2845.19 | -1.034% | 0.6599% |  |  | 2004-06-02 22:15 | 24.5794 | 2004-06-02 22:15 | 43.069 | 2004-06-02 22:15 | 2828.61
2021-06-03 22:20 | 24.3764 | 42.7695 | 2846.54 |  |  |  |  | 2004-06-02 22:20 | 24.5821 | 2004-06-02 22:20 | 43.07 | 2004-06-02 22:20 | 2828.29
2021-06-03 22:25 | 24.3755 | 42.7628 | 2847.67 |  |  |  |  | 2004-06-02 22:25 | 24.5845 | 2004-06-02 22:25 | 43.0726 | 2004-06-02 22:25 | 2827.99
2021-06-03 22:30 | 24.3745 | 42.7528 | 2848.65 |  |  |  |  | 2004-06-02 22:30 | 24.5867 | 2004-06-02 22:30 | 43.0728 | 2004-06-02 22:30 | 2827.7
2021-06-03 22:35 | 24.3732 | 42.7435 | 2849.36 |  |  |  |  | 2004-06-02 22:35 | 24.5887 | 2004-06-02 22:35 | 43.075 | 2004-06-02 22:35 | 2827.21
2021-06-03 22:40 | 24.3716 | 42.7347 | 2850 |  |  |  |  | 2004-06-02 22:40 | 24.5904 | 2004-06-02 22:40 | 43.0784 | 2004-06-02 22:40 | 2826.77
2021-06-03 22:45 | 24.3699 | 42.726 | 2850.59 |  |  |  |  | 2004-06-02 22:45 | 24.5919 | 2004-06-02 22:45 | 43.0829 | 2004-06-02 22:45 | 2826.36
2021-06-03 22:50 | 24.3679 | 42.7177 | 2851.14 |  |  |  |  | 2004-06-02 22:50 | 24.5933 | 2004-06-02 22:50 | 43.0881 | 2004-06-02 22:50 | 2825.97
2021-06-03 22:55 | 24.3659 | 42.7097 | 2851.66 |  |  |  |  | 2004-06-02 22:55 | 24.5946 | 2004-06-02 22:55 | 43.094 | 2004-06-02 22:55 | 2825.6
2021-06-03 23:00 | 23.9647 | 43.04 | 2810.75 |  |  |  |  | 2004-06-02 23:00 | 24.1917 | 2004-06-02 23:00 | 43.4442 | 2004-06-02 23:00 | 2793.13
2021-06-03 23:05 | 23.6612 | 42.8845 | 2711.25 |  |  |  |  | 2004-06-02 23:05 | 23.8818 | 2004-06-02 23:05 | 43.3091 | 2004-06-02 23:05 | 2699.73
2021-06-03 23:10 | 23.5715 | 42.5561 | 2632.32 |  |  |  |  | 2004-06-02 23:10 | 23.7858 | 2004-06-02 23:10 | 42.9817 | 2004-06-02 23:10 | 2625.36
2021-06-03 23:15 | 23.5265 | 42.2456 | 2581.01 |  |  |  |  | 2004-06-02 23:15 | 23.7345 | 2004-06-02 23:15 | 42.6622 | 2004-06-02 23:15 | 2577.81
2021-06-03 23:20 | 23.4989 | 41.9938 | 2545.28 |  |  |  |  | 2004-06-02 23:20 | 23.7005 | 2004-06-02 23:20 | 42.3946 | 2004-06-02 23:20 | 2545.28
2021-06-03 23:25 | 23.4787 | 41.8025 | 2519.07 |  |  |  |  | 2004-06-02 23:25 | 23.6739 | 2004-06-02 23:25 | 42.1824 | 2004-06-02 23:25 | 2521.86
2021-06-03 23:30 | 23.4621 | 41.6623 | 2499.25 |  |  |  |  | 2004-06-02 23:30 | 23.6508 | 2004-06-02 23:30 | 42.0178 | 2004-06-02 23:30 | 2504.5
2021-06-03 23:35 | 23.4478 | 41.5623 | 2483.96 |  |  |  |  | 2004-06-02 23:35 | 23.6298 | 2004-06-02 23:35 | 41.8909 | 2004-06-02 23:35 | 2491.43
2021-06-03 23:40 | 23.4348 | 41.4932 | 2472.04 |  |  |  |  | 2004-06-02 23:40 | 23.6102 | 2004-06-02 23:40 | 41.7932 | 2004-06-02 23:40 | 2481.52
2021-06-03 23:45 | 23.4227 | 41.448 | 2462.62 |  |  |  |  | 2004-06-02 23:45 | 23.5914 | 2004-06-02 23:45 | 41.7181 | 2004-06-02 23:45 | 2473.97
2021-06-03 23:50 | 23.4116 | 41.4201 | 2455.07 |  |  |  |  | 2004-06-02 23:50 | 23.5735 | 2004-06-02 23:50 | 41.6596 | 2004-06-02 23:50 | 2468.18
2021-06-03 23:55 | 23.4011 | 41.4053 | 2448.98 |  |  |  |  | 2004-06-02 23:55 | 23.5562 | 2004-06-02 23:55 | 41.6137 | 2004-06-02 23:55 | 2463.74
2021-06-04 | 23.6939 | 40.6616 | 2458.23 |  |  |  |  | 2004-06-03 | 23.8446 | 2004-06-03 | 40.8438 | 2004-06-03 | 2471.79
2021-06-04 00:05 | 23.9116 | 40.1286 | 2492.79 |  |  |  |  | 2004-06-03 00:05 | 24.0555 | 2004-06-03 00:05 | 40.2739 | 2004-06-03 00:05 | 2507.61
2021-06-04 00:10 | 23.9742 | 39.991 | 2511.92 |  |  |  |  | 2004-06-03 00:10 | 24.1125 | 2004-06-03 00:10 | 40.1102 | 2004-06-03 00:10 | 2527.13
2021-06-04 00:15 | 24.0026 | 39.94 | 2519.93 |  |  |  |  | 2004-06-03 00:15 | 24.1354 | 2004-06-03 00:15 | 40.0345 | 2004-06-03 00:15 | 2535.66
2021-06-04 00:20 | 24.0171 | 39.9238 | 2523.19 |  |  |  |  | 2004-06-03 00:20 | 24.1443 | 2004-06-03 00:20 | 39.9947 | 2004-06-03 00:20 | 2539.55
2021-06-04 00:25 | 24.0257 | 39.922 | 2524.51 |  |  |  |  | 2004-06-03 00:25 | 24.1474 | 2004-06-03 00:25 | 39.9701 | 2004-06-03 00:25 | 2541.57
2021-06-04 00:30 | 24.0316 | 39.9267 | 2524.98 |  |  |  |  | 2004-06-03 00:30 | 24.1478 | 2004-06-03 00:30 | 39.9526 | 2004-06-03 00:30 | 2542.81
2021-06-04 00:35 | 24.0361 | 39.9345 | 2525.06 |  |  |  |  | 2004-06-03 00:35 | 24.1467 | 2004-06-03 00:35 | 39.9388 | 2004-06-03 00:35 | 2543.69
2021-06-04 00:40 | 24.0398 | 39.944 | 2524.92 |  |  |  |  | 2004-06-03 00:40 | 24.1449 | 2004-06-03 00:40 | 39.927 | 2004-06-03 00:40 | 2544.37
2021-06-04 00:45 | 24.0431 | 39.9543 | 2524.65 |  |  |  |  | 2004-06-03 00:45 | 24.1427 | 2004-06-03 00:45 | 39.9164 | 2004-06-03 00:45 | 2544.95
2021-06-04 00:50 | 24.046 | 39.9653 | 2524.31 |  |  |  |  | 2004-06-03 00:50 | 24.14 | 2004-06-03 00:50 | 39.9068 | 2004-06-03 00:50 | 2545.47
2021-06-04 00:55 | 24.0486 | 39.9768 | 2523.9 |  |  |  |  | 2004-06-03 00:55 | 24.1371 | 2004-06-03 00:55 | 39.8978 | 2004-06-03 00:55 | 2545.93
2021-06-04 01:00 | 24.0485 | 39.9865 | 2527.67 |  |  |  |  | 2004-06-03 01:00 | 24.1343 | 2004-06-03 01:00 | 39.8893 | 2004-06-03 01:00 | 2545.97
2021-06-04 01:05 | 24.0471 | 39.9927 | 2530.45 |  |  |  |  | 2004-06-03 01:05 | 24.1313 | 2004-06-03 01:05 | 39.8816 | 2004-06-03 01:05 | 2546.07
2021-06-04 01:10 | 24.045 | 39.9956 | 2532.59 |  |  |  |  | 2004-06-03 01:10 | 24.1283 | 2004-06-03 01:10 | 39.8745 | 2004-06-03 01:10 | 2546.2
2021-06-04 01:15 | 24.0426 | 39.9955 | 2534.3 |  |  |  |  | 2004-06-03 01:15 | 24.1252 | 2004-06-03 01:15 | 39.8679 | 2004-06-03 01:15 | 2546.33
2021-06-04 01:20 | 24.04 | 39.9931 | 2535.7 |  |  |  |  | 2004-06-03 01:20 | 24.122 | 2004-06-03 01:20 | 39.8617 | 2004-06-03 01:20 | 2546.47
2021-06-04 01:25 | 24.0372 | 39.9891 | 2536.86 |  |  |  |  | 2004-06-03 01:25 | 24.1188 | 2004-06-03 01:25 | 39.8559 | 2004-06-03 01:25 | 2546.62
2021-06-04 01:30 | 24.0343 | 39.9837 | 2537.85 |  |  |  |  | 2004-06-03 01:30 | 24.1154 | 2004-06-03 01:30 | 39.8503 | 2004-06-03 01:30 | 2546.76
2021-06-04 01:35 | 24.0312 | 39.9775 | 2538.7 |  |  |  |  | 2004-06-03 01:35 | 24.112 | 2004-06-03 01:35 | 39.845 | 2004-06-03 01:35 | 2546.89
2021-06-04 01:40 | 24.028 | 39.9705 | 2539.45 |  |  |  |  | 2004-06-03 01:40 | 24.1086 | 2004-06-03 01:40 | 39.8399 | 2004-06-03 01:40 | 2547.03
2021-06-04 01:45 | 24.0248 | 39.9631 | 2540.12 |  |  |  |  | 2004-06-03 01:45 | 24.1051 | 2004-06-03 01:45 | 39.835 | 2004-06-03 01:45 | 2547.16
2021-06-04 01:50 | 24.0215 | 39.9554 | 2540.72 |  |  |  |  | 2004-06-03 01:50 | 24.1015 | 2004-06-03 01:50 | 39.8302 | 2004-06-03 01:50 | 2547.28
2021-06-04 01:55 | 24.0181 | 39.9475 | 2541.27 |  |  |  |  | 2004-06-03 01:55 | 24.098 | 2004-06-03 01:55 | 39.8255 | 2004-06-03 01:55 | 2547.4
2021-06-04 02:00 | 24.0158 | 39.9402 | 2539.98 |  |  |  |  | 2004-06-03 02:00 | 24.0956 | 2004-06-03 02:00 | 39.8219 | 2004-06-03 02:00 | 2545.49
2021-06-04 02:05 | 24.0139 | 39.9345 | 2539.07 |  |  |  |  | 2004-06-03 02:05 | 24.0938 | 2004-06-03 02:05 | 39.8203 | 2004-06-03 02:05 | 2544.03
2021-06-04 02:10 | 24.0121 | 39.9303 | 2538.39 |  |  |  |  | 2004-06-03 02:10 | 24.0921 | 2004-06-03 02:10 | 39.8205 | 2004-06-03 02:10 | 2542.86
2021-06-04 02:15 | 24.0104 | 39.9274 | 2537.87 |  |  |  |  | 2004-06-03 02:15 | 24.0906 | 2004-06-03 02:15 | 39.8223 | 2004-06-03 02:15 | 2541.88
2021-06-04 02:20 | 24.0088 | 39.9256 | 2537.45 |  |  |  |  | 2004-06-03 02:20 | 24.0891 | 2004-06-03 02:20 | 39.8253 | 2004-06-03 02:20 | 2541.04
2021-06-04 02:25 | 24.0071 | 39.9246 | 2537.11 |  |  |  |  | 2004-06-03 02:25 | 24.0876 | 2004-06-03 02:25 | 39.8292 | 2004-06-03 02:25 | 2540.31
2021-06-04 02:30 | 24.0054 | 39.9242 | 2536.83 |  |  |  |  | 2004-06-03 02:30 | 24.0862 | 2004-06-03 02:30 | 39.8339 | 2004-06-03 02:30 | 2539.65
2021-06-04 02:35 | 24.0037 | 39.9243 | 2536.59 |  |  |  |  | 2004-06-03 02:35 | 24.0847 | 2004-06-03 02:35 | 39.8391 | 2004-06-03 02:35 | 2539.04
2021-06-04 02:40 | 24.0021 | 39.9248 | 2536.38 |  |  |  |  | 2004-06-03 02:40 | 24.0833 | 2004-06-03 02:40 | 39.8446 | 2004-06-03 02:40 | 2538.48
2021-06-04 02:45 | 24.0003 | 39.9255 | 2536.19 |  |  |  |  | 2004-06-03 02:45 | 24.0819 | 2004-06-03 02:45 | 39.8505 | 2004-06-03 02:45 | 2537.96
2021-06-04 02:50 | 23.9986 | 39.9265 | 2536.03 |  |  |  |  | 2004-06-03 02:50 | 24.0805 | 2004-06-03 02:50 | 39.8566 | 2004-06-03 02:50 | 2537.46
2021-06-04 02:55 | 23.9969 | 39.9276 | 2535.87 |  |  |  |  | 2004-06-03 02:55 | 24.0791 | 2004-06-03 02:55 | 39.8628 | 2004-06-03 02:55 | 2536.98
2021-06-04 03:00 | 23.9952 | 39.9289 | 2535.72 |  |  |  |  | 2004-06-03 03:00 | 24.0797 | 2004-06-03 03:00 | 39.8706 | 2004-06-03 03:00 | 2533.44
2021-06-04 03:05 | 23.9934 | 39.9303 | 2535.58 |  |  |  |  | 2004-06-03 03:05 | 24.081 | 2004-06-03 03:05 | 39.8812 | 2004-06-03 03:05 | 2530.61
2021-06-04 03:10 | 23.9917 | 39.9317 | 2535.45 |  |  |  |  | 2004-06-03 03:10 | 24.0827 | 2004-06-03 03:10 | 39.8946 | 2004-06-03 03:10 | 2528.22
2021-06-04 03:15 | 23.9899 | 39.9332 | 2535.31 |  |  |  |  | 2004-06-03 03:15 | 24.0846 | 2004-06-03 03:15 | 39.9102 | 2004-06-03 03:15 | 2526.13
2021-06-04 03:20 | 23.9882 | 39.9347 | 2535.18 |  |  |  |  | 2004-06-03 03:20 | 24.0867 | 2004-06-03 03:20 | 39.9276 | 2004-06-03 03:20 | 2524.26
2021-06-04 03:25 | 23.9864 | 39.9363 | 2535.06 |  |  |  |  | 2004-06-03 03:25 | 24.0888 | 2004-06-03 03:25 | 39.9464 | 2004-06-03 03:25 | 2522.55
2021-06-04 03:30 | 23.9847 | 39.9379 | 2534.93 |  |  |  |  | 2004-06-03 03:30 | 24.091 | 2004-06-03 03:30 | 39.9662 | 2004-06-03 03:30 | 2520.97
2021-06-04 03:35 | 23.9829 | 39.9395 | 2534.81 |  |  |  |  | 2004-06-03 03:35 | 24.0932 | 2004-06-03 03:35 | 39.9867 | 2004-06-03 03:35 | 2519.47
2021-06-04 03:40 | 23.9811 | 39.9411 | 2534.68 |  |  |  |  | 2004-06-03 03:40 | 24.0956 | 2004-06-03 03:40 | 40.0078 | 2004-06-03 03:40 | 2518.05
2021-06-04 03:45 | 23.9793 | 39.9428 | 2534.56 |  |  |  |  | 2004-06-03 03:45 | 24.0979 | 2004-06-03 03:45 | 40.0292 | 2004-06-03 03:45 | 2516.68
2021-06-04 03:50 | 23.9775 | 39.9444 | 2534.43 |  |  |  |  | 2004-06-03 03:50 | 24.1003 | 2004-06-03 03:50 | 40.051 | 2004-06-03 03:50 | 2515.35
2021-06-04 03:55 | 23.9758 | 39.9461 | 2534.31 |  |  |  |  | 2004-06-03 03:55 | 24.1028 | 2004-06-03 03:55 | 40.0729 | 2004-06-03 03:55 | 2514.06
2021-06-04 04:00 | 23.9878 | 39.9113 | 2535.86 |  |  |  |  | 2004-06-03 04:00 | 24.1158 | 2004-06-03 04:00 | 40.0557 | 2004-06-03 04:00 | 2519.81
2021-06-04 04:05 | 23.9906 | 39.8966 | 2539.21 |  |  |  |  | 2004-06-03 04:05 | 24.1184 | 2004-06-03 04:05 | 40.0541 | 2004-06-03 04:05 | 2526.16
2021-06-04 04:10 | 23.99 | 39.8886 | 2541.08 |  |  |  |  | 2004-06-03 04:10 | 24.1168 | 2004-06-03 04:10 | 40.0546 | 2004-06-03 04:10 | 2530.3
2021-06-04 04:15 | 23.9879 | 39.8826 | 2542.31 |  |  |  |  | 2004-06-03 04:15 | 24.1134 | 2004-06-03 04:15 | 40.0534 | 2004-06-03 04:15 | 2533.29
2021-06-04 04:20 | 23.9851 | 39.877 | 2543.22 |  |  |  |  | 2004-06-03 04:20 | 24.1093 | 2004-06-03 04:20 | 40.0495 | 2004-06-03 04:20 | 2535.59
2021-06-04 04:25 | 23.982 | 39.8711 | 2543.94 |  |  |  |  | 2004-06-03 04:25 | 24.1047 | 2004-06-03 04:25 | 40.043 | 2004-06-03 04:25 | 2537.44
2021-06-04 04:30 | 23.9787 | 39.8649 | 2544.55 |  |  |  |  | 2004-06-03 04:30 | 24.0999 | 2004-06-03 04:30 | 40.0344 | 2004-06-03 04:30 | 2538.98
2021-06-04 04:35 | 23.9754 | 39.8584 | 2545.09 |  |  |  |  | 2004-06-03 04:35 | 24.095 | 2004-06-03 04:35 | 40.0241 | 2004-06-03 04:35 | 2540.29
2021-06-04 04:40 | 23.972 | 39.8516 | 2545.57 |  |  |  |  | 2004-06-03 04:40 | 24.09 | 2004-06-03 04:40 | 40.0127 | 2004-06-03 04:40 | 2541.45
2021-06-04 04:45 | 23.9686 | 39.8446 | 2546.01 |  |  |  |  | 2004-06-03 04:45 | 24.0849 | 2004-06-03 04:45 | 40.0002 | 2004-06-03 04:45 | 2542.47
2021-06-04 04:50 | 23.9651 | 39.8374 | 2546.42 |  |  |  |  | 2004-06-03 04:50 | 24.0797 | 2004-06-03 04:50 | 39.9872 | 2004-06-03 04:50 | 2543.4
2021-06-04 04:55 | 23.9616 | 39.8302 | 2546.8 |  |  |  |  | 2004-06-03 04:55 | 24.0745 | 2004-06-03 04:55 | 39.9736 | 2004-06-03 04:55 | 2544.25
2021-06-04 05:00 | 23.9575 | 39.8225 | 2548.1 |  |  |  |  | 2004-06-03 05:00 | 24.0728 | 2004-06-03 05:00 | 39.9624 | 2004-06-03 05:00 | 2539.45
2021-06-04 05:05 | 23.9531 | 39.8139 | 2549.16 |  |  |  |  | 2004-06-03 05:05 | 24.0724 | 2004-06-03 05:05 | 39.956 | 2004-06-03 05:05 | 2535.89
2021-06-04 05:10 | 23.9486 | 39.8044 | 2550.09 |  |  |  |  | 2004-06-03 05:10 | 24.0727 | 2004-06-03 05:10 | 39.9542 | 2004-06-03 05:10 | 2533.08
2021-06-04 05:15 | 23.9441 | 39.7943 | 2550.91 |  |  |  |  | 2004-06-03 05:15 | 24.0733 | 2004-06-03 05:15 | 39.9565 | 2004-06-03 05:15 | 2530.78
2021-06-04 05:20 | 23.9394 | 39.7836 | 2551.66 |  |  |  |  | 2004-06-03 05:20 | 24.0741 | 2004-06-03 05:20 | 39.9619 | 2004-06-03 05:20 | 2528.85
2021-06-04 05:25 | 23.9348 | 39.7726 | 2552.35 |  |  |  |  | 2004-06-03 05:25 | 24.075 | 2004-06-03 05:25 | 39.9698 | 2004-06-03 05:25 | 2527.19
2021-06-04 05:30 | 23.9301 | 39.7613 | 2553 |  |  |  |  | 2004-06-03 05:30 | 24.0759 | 2004-06-03 05:30 | 39.9795 | 2004-06-03 05:30 | 2525.73
2021-06-04 05:35 | 23.9254 | 39.7498 | 2553.62 |  |  |  |  | 2004-06-03 05:35 | 24.0769 | 2004-06-03 05:35 | 39.9907 | 2004-06-03 05:35 | 2524.41
2021-06-04 05:40 | 23.9207 | 39.7382 | 2554.21 |  |  |  |  | 2004-06-03 05:40 | 24.078 | 2004-06-03 05:40 | 40.0028 | 2004-06-03 05:40 | 2523.2
2021-06-04 05:45 | 23.916 | 39.7265 | 2554.78 |  |  |  |  | 2004-06-03 05:45 | 24.0791 | 2004-06-03 05:45 | 40.0158 | 2004-06-03 05:45 | 2522.09
2021-06-04 05:50 | 23.9112 | 39.7147 | 2555.34 |  |  |  |  | 2004-06-03 05:50 | 24.0803 | 2004-06-03 05:50 | 40.0294 | 2004-06-03 05:50 | 2521.03
2021-06-04 05:55 | 23.9065 | 39.7029 | 2555.88 |  |  |  |  | 2004-06-03 05:55 | 24.0815 | 2004-06-03 05:55 | 40.0434 | 2004-06-03 05:55 | 2520.03
2021-06-04 06:00 | 23.9636 | 39.5533 | 2552.18 |  |  |  |  | 2004-06-03 06:00 | 24.1423 | 2004-06-03 06:00 | 39.9164 | 2004-06-03 06:00 | 2519.09
2021-06-04 06:05 | 23.9871 | 39.493 | 2558.22 |  |  |  |  | 2004-06-03 06:05 | 24.1685 | 2004-06-03 06:05 | 39.8753 | 2004-06-03 06:05 | 2527.02
2021-06-04 06:10 | 23.9979 | 39.4679 | 2559.94 |  |  |  |  | 2004-06-03 06:10 | 24.1814 | 2004-06-03 06:10 | 39.8663 | 2004-06-03 06:10 | 2530.06
2021-06-04 06:15 | 24.0034 | 39.4588 | 2560.14 |  |  |  |  | 2004-06-03 06:15 | 24.1886 | 2004-06-03 06:15 | 39.8707 | 2004-06-03 06:15 | 2531.18
2021-06-04 06:20 | 24.0066 | 39.4573 | 2559.76 |  |  |  |  | 2004-06-03 06:20 | 24.1934 | 2004-06-03 06:20 | 39.8804 | 2004-06-03 06:20 | 2531.43
2021-06-04 06:25 | 24.0088 | 39.4596 | 2559.19 |  |  |  |  | 2004-06-03 06:25 | 24.1972 | 2004-06-03 06:25 | 39.892 | 2004-06-03 06:25 | 2531.28
2021-06-04 06:30 | 24.0107 | 39.4624 | 2558.59 |  |  |  |  | 2004-06-03 06:30 | 24.2005 | 2004-06-03 06:30 | 39.9025 | 2004-06-03 06:30 | 2530.93
2021-06-04 06:35 | 24.0123 | 39.4671 | 2557.91 |  |  |  |  | 2004-06-03 06:35 | 24.2035 | 2004-06-03 06:35 | 39.9138 | 2004-06-03 06:35 | 2530.38
2021-06-04 06:40 | 24.0137 | 39.473 | 2557.27 |  |  |  |  | 2004-06-03 06:40 | 24.2063 | 2004-06-03 06:40 | 39.9256 | 2004-06-03 06:40 | 2529.77
2021-06-04 06:45 | 24.0151 | 39.4797 | 2556.67 |  |  |  |  | 2004-06-03 06:45 | 24.2091 | 2004-06-03 06:45 | 39.9377 | 2004-06-03 06:45 | 2529.14
2021-06-04 06:50 | 24.0164 | 39.487 | 2556.09 |  |  |  |  | 2004-06-03 06:50 | 24.2118 | 2004-06-03 06:50 | 39.95 | 2004-06-03 06:50 | 2528.5
2021-06-04 06:55 | 24.0177 | 39.4948 | 2555.54 |  |  |  |  | 2004-06-03 06:55 | 24.2144 | 2004-06-03 06:55 | 39.9624 | 2004-06-03 06:55 | 2527.84
2021-06-04 07:00 | 24.0223 | 39.5054 | 2549.65 |  |  |  |  | 2004-06-03 07:00 | 24.2156 | 2004-06-03 07:00 | 39.9739 | 2004-06-03 07:00 | 2529.41
2021-06-04 07:05 | 24.0284 | 39.5209 | 2544.93 |  |  |  |  | 2004-06-03 07:05 | 24.2162 | 2004-06-03 07:05 | 39.9834 | 2004-06-03 07:05 | 2530.48
2021-06-04 07:10 | 24.0352 | 39.5413 | 2540.92 |  |  |  |  | 2004-06-03 07:10 | 24.2165 | 2004-06-03 07:10 | 39.9911 | 2004-06-03 07:10 | 2531.25
2021-06-04 07:15 | 24.0424 | 39.5659 | 2537.4 |  |  |  |  | 2004-06-03 07:15 | 24.2166 | 2004-06-03 07:15 | 39.9972 | 2004-06-03 07:15 | 2531.81
2021-06-04 07:20 | 24.0498 | 39.5937 | 2534.21 |  |  |  |  | 2004-06-03 07:20 | 24.2165 | 2004-06-03 07:20 | 40.002 | 2004-06-03 07:20 | 2532.22
2021-06-04 07:25 | 24.0574 | 39.6243 | 2531.27 |  |  |  |  | 2004-06-03 07:25 | 24.2164 | 2004-06-03 07:25 | 40.0058 | 2004-06-03 07:25 | 2532.52
2021-06-04 07:30 | 24.0653 | 39.6569 | 2528.5 |  |  |  |  | 2004-06-03 07:30 | 24.2162 | 2004-06-03 07:30 | 40.0088 | 2004-06-03 07:30 | 2532.74
2021-06-04 07:35 | 24.0732 | 39.6911 | 2525.87 |  |  |  |  | 2004-06-03 07:35 | 24.2159 | 2004-06-03 07:35 | 40.0112 | 2004-06-03 07:35 | 2532.9
2021-06-04 07:40 | 24.0813 | 39.7267 | 2523.32 |  |  |  |  | 2004-06-03 07:40 | 24.2155 | 2004-06-03 07:40 | 40.0132 | 2004-06-03 07:40 | 2533.02
2021-06-04 07:45 | 24.0896 | 39.7633 | 2520.85 |  |  |  |  | 2004-06-03 07:45 | 24.2151 | 2004-06-03 07:45 | 40.0148 | 2004-06-03 07:45 | 2533.11
2021-06-04 07:50 | 24.098 | 39.8007 | 2518.42 |  |  |  |  | 2004-06-03 07:50 | 24.2146 | 2004-06-03 07:50 | 40.016 | 2004-06-03 07:50 | 2533.17
2021-06-04 07:55 | 24.1066 | 39.8389 | 2516.03 |  |  |  |  | 2004-06-03 07:55 | 24.2141 | 2004-06-03 07:55 | 40.0171 | 2004-06-03 07:55 | 2533.21
2021-06-04 08:00 | 24.1126 | 39.8755 | 2517.9 |  |  |  |  | 2004-06-03 08:00 | 24.2165 | 2004-06-03 08:00 | 40.0201 | 2004-06-03 08:00 | 2528.5
2021-06-04 08:05 | 24.1177 | 39.9088 | 2518.91 |  |  |  |  | 2004-06-03 08:05 | 24.2202 | 2004-06-03 08:05 | 40.0271 | 2004-06-03 08:05 | 2524.81
2021-06-04 08:10 | 24.1222 | 39.9389 | 2519.38 |  |  |  |  | 2004-06-03 08:10 | 24.2244 | 2004-06-03 08:10 | 40.0381 | 2004-06-03 08:10 | 2521.76
2021-06-04 08:15 | 24.1266 | 39.9661 | 2519.49 |  |  |  |  | 2004-06-03 08:15 | 24.2289 | 2004-06-03 08:15 | 40.0524 | 2004-06-03 08:15 | 2519.14
2021-06-04 08:20 | 24.1308 | 39.991 | 2519.34 |  |  |  |  | 2004-06-03 08:20 | 24.2336 | 2004-06-03 08:20 | 40.0694 | 2004-06-03 08:20 | 2516.82
2021-06-04 08:25 | 24.1349 | 40.0142 | 2519.02 |  |  |  |  | 2004-06-03 08:25 | 24.2385 | 2004-06-03 08:25 | 40.0885 | 2004-06-03 08:25 | 2514.73
2021-06-04 08:30 | 24.1391 | 40.0359 | 2518.56 |  |  |  |  | 2004-06-03 08:30 | 24.2435 | 2004-06-03 08:30 | 40.1093 | 2004-06-03 08:30 | 2512.79
2021-06-04 08:35 | 24.1432 | 40.0566 | 2518 |  |  |  |  | 2004-06-03 08:35 | 24.2485 | 2004-06-03 08:35 | 40.1313 | 2004-06-03 08:35 | 2510.98
2021-06-04 08:40 | 24.1472 | 40.0764 | 2517.37 |  |  |  |  | 2004-06-03 08:40 | 24.2536 | 2004-06-03 08:40 | 40.1543 | 2004-06-03 08:40 | 2509.26
2021-06-04 08:45 | 24.1513 | 40.0956 | 2516.69 |  |  |  |  | 2004-06-03 08:45 | 24.2589 | 2004-06-03 08:45 | 40.178 | 2004-06-03 08:45 | 2507.6
2021-06-04 08:50 | 24.1553 | 40.1143 | 2515.96 |  |  |  |  | 2004-06-03 08:50 | 24.2642 | 2004-06-03 08:50 | 40.2023 | 2004-06-03 08:50 | 2506
2021-06-04 08:55 | 24.1594 | 40.1326 | 2515.21 |  |  |  |  | 2004-06-03 08:55 | 24.2695 | 2004-06-03 08:55 | 40.227 | 2004-06-03 08:55 | 2504.44
2021-06-04 09:00 | 24.1663 | 40.1527 | 2509.75 |  |  |  |  | 2004-06-03 09:00 | 24.2696 | 2004-06-03 09:00 | 40.248 | 2004-06-03 09:00 | 2511.61
2021-06-04 09:05 | 24.1746 | 40.1767 | 2505.25 |  |  |  |  | 2004-06-03 09:05 | 24.2673 | 2004-06-03 09:05 | 40.2616 | 2004-06-03 09:05 | 2516.92
2021-06-04 09:10 | 24.1835 | 40.2045 | 2501.36 |  |  |  |  | 2004-06-03 09:10 | 24.2639 | 2004-06-03 09:10 | 40.268 | 2004-06-03 09:10 | 2521.07
2021-06-04 09:15 | 24.1928 | 40.2357 | 2497.86 |  |  |  |  | 2004-06-03 09:15 | 24.2599 | 2004-06-03 09:15 | 40.2682 | 2004-06-03 09:15 | 2524.44
2021-06-04 09:20 | 24.2024 | 40.2696 | 2494.64 |  |  |  |  | 2004-06-03 09:20 | 24.2556 | 2004-06-03 09:20 | 40.2632 | 2004-06-03 09:20 | 2527.26
2021-06-04 09:25 | 24.2122 | 40.3057 | 2491.61 |  |  |  |  | 2004-06-03 09:25 | 24.251 | 2004-06-03 09:25 | 40.2542 | 2004-06-03 09:25 | 2529.69
2021-06-04 09:30 | 24.2221 | 40.3435 | 2488.74 |  |  |  |  | 2004-06-03 09:30 | 24.2462 | 2004-06-03 09:30 | 40.2421 | 2004-06-03 09:30 | 2531.83
2021-06-04 09:35 | 24.2323 | 40.3827 | 2485.97 |  |  |  |  | 2004-06-03 09:35 | 24.2412 | 2004-06-03 09:35 | 40.2274 | 2004-06-03 09:35 | 2533.75
2021-06-04 09:40 | 24.2426 | 40.4231 | 2483.27 |  |  |  |  | 2004-06-03 09:40 | 24.236 | 2004-06-03 09:40 | 40.2108 | 2004-06-03 09:40 | 2535.53
2021-06-04 09:45 | 24.253 | 40.4643 | 2480.63 |  |  |  |  | 2004-06-03 09:45 | 24.2308 | 2004-06-03 09:45 | 40.1927 | 2004-06-03 09:45 | 2537.19
2021-06-04 09:50 | 24.2637 | 40.5063 | 2478.02 |  |  |  |  | 2004-06-03 09:50 | 24.2253 | 2004-06-03 09:50 | 40.1733 | 2004-06-03 09:50 | 2538.76
2021-06-04 09:55 | 24.2745 | 40.5489 | 2475.44 |  |  |  |  | 2004-06-03 09:55 | 24.2198 | 2004-06-03 09:55 | 40.1528 | 2004-06-03 09:55 | 2540.28
2021-06-04 10:00 | 24.2745 | 40.5841 | 2490.4 |  |  |  |  | 2004-06-03 10:00 | 24.2175 | 2004-06-03 10:00 | 40.1341 | 2004-06-03 10:00 | 2536.38
2021-06-04 10:05 | 24.2698 | 40.6049 | 2501.58 |  |  |  |  | 2004-06-03 10:05 | 24.2165 | 2004-06-03 10:05 | 40.1193 | 2004-06-03 10:05 | 2533.61
2021-06-04 10:10 | 24.2628 | 40.6111 | 2510.41 |  |  |  |  | 2004-06-03 10:10 | 24.2162 | 2004-06-03 10:10 | 40.1086 | 2004-06-03 10:10 | 2531.57
2021-06-04 10:15 | 24.2546 | 40.6048 | 2517.64 |  |  |  |  | 2004-06-03 10:15 | 24.2161 | 2004-06-03 10:15 | 40.1013 | 2004-06-03 10:15 | 2530.01
2021-06-04 10:20 | 24.2456 | 40.5884 | 2523.74 |  |  |  |  | 2004-06-03 10:20 | 24.2162 | 2004-06-03 10:20 | 40.0967 | 2004-06-03 10:20 | 2528.79
2021-06-04 10:25 | 24.2361 | 40.564 | 2529.02 |  |  |  |  | 2004-06-03 10:25 | 24.2164 | 2004-06-03 10:25 | 40.0942 | 2004-06-03 10:25 | 2527.83
2021-06-04 10:30 | 24.2263 | 40.5332 | 2533.7 |  |  |  |  | 2004-06-03 10:30 | 24.2166 | 2004-06-03 10:30 | 40.0933 | 2004-06-03 10:30 | 2527.06
2021-06-04 10:35 | 24.2161 | 40.4976 | 2537.94 |  |  |  |  | 2004-06-03 10:35 | 24.2169 | 2004-06-03 10:35 | 40.0934 | 2004-06-03 10:35 | 2526.43
2021-06-04 10:40 | 24.2055 | 40.4582 | 2541.85 |  |  |  |  | 2004-06-03 10:40 | 24.2173 | 2004-06-03 10:40 | 40.0943 | 2004-06-03 10:40 | 2525.92
2021-06-04 10:45 | 24.1948 | 40.4158 | 2545.51 |  |  |  |  | 2004-06-03 10:45 | 24.2177 | 2004-06-03 10:45 | 40.0958 | 2004-06-03 10:45 | 2525.5
2021-06-04 10:50 | 24.1837 | 40.371 | 2549 |  |  |  |  | 2004-06-03 10:50 | 24.2181 | 2004-06-03 10:50 | 40.0978 | 2004-06-03 10:50 | 2525.14
2021-06-04 10:55 | 24.1725 | 40.324 | 2552.34 |  |  |  |  | 2004-06-03 10:55 | 24.2186 | 2004-06-03 10:55 | 40.0999 | 2004-06-03 10:55 | 2524.84
2021-06-04 11:00 | 24.3497 | 39.2888 | 2551.05 |  |  |  |  | 2004-06-03 11:00 | 24.4126 | 2004-06-03 11:00 | 39.1211 | 2004-06-03 11:00 | 2512.96
2021-06-04 11:05 | 24.4231 | 38.6551 | 2540.39 |  |  |  |  | 2004-06-03 11:05 | 24.5052 | 2004-06-03 11:05 | 38.5495 | 2004-06-03 11:05 | 2493.28
2021-06-04 11:10 | 24.4543 | 38.2277 | 2524.63 |  |  |  |  | 2004-06-03 11:10 | 24.5572 | 2004-06-03 11:10 | 38.1903 | 2004-06-03 11:10 | 2469.58
2021-06-04 11:15 | 24.4662 | 37.923 | 2510.1 |  |  |  |  | 2004-06-03 11:15 | 24.5909 | 2004-06-03 11:15 | 37.9594 | 2004-06-03 11:15 | 2447.82
2021-06-04 11:20 | 24.4694 | 37.696 | 2498.24 |  |  |  |  | 2004-06-03 11:20 | 24.6168 | 2004-06-03 11:20 | 37.8107 | 2004-06-03 11:20 | 2429.22
2021-06-04 11:25 | 24.4687 | 37.5211 | 2489.2 |  |  |  |  | 2004-06-03 11:25 | 24.6392 | 2004-06-03 11:25 | 37.7179 | 2004-06-03 11:25 | 2413.8
2021-06-04 11:30 | 24.4659 | 37.3828 | 2482.64 |  |  |  |  | 2004-06-03 11:30 | 24.66 | 2004-06-03 11:30 | 37.665 | 2004-06-03 11:30 | 2401.09
2021-06-04 11:35 | 24.4621 | 37.2708 | 2478.11 |  |  |  |  | 2004-06-03 11:35 | 24.6803 | 2004-06-03 11:35 | 37.641 | 2004-06-03 11:35 | 2390.57
2021-06-04 11:40 | 24.4576 | 37.178 | 2475.17 |  |  |  |  | 2004-06-03 11:40 | 24.7005 | 2004-06-03 11:40 | 37.6383 | 2004-06-03 11:40 | 2381.74
2021-06-04 11:45 | 24.4527 | 37.0995 | 2473.47 |  |  |  |  | 2004-06-03 11:45 | 24.7206 | 2004-06-03 11:45 | 37.6516 | 2004-06-03 11:45 | 2374.22
2021-06-04 11:50 | 24.4475 | 37.0315 | 2472.71 |  |  |  |  | 2004-06-03 11:50 | 24.7409 | 2004-06-03 11:50 | 37.677 | 2004-06-03 11:50 | 2367.69
2021-06-04 11:55 | 24.442 | 36.9714 | 2472.66 |  |  |  |  | 2004-06-03 11:55 | 24.7614 | 2004-06-03 11:55 | 37.7116 | 2004-06-03 11:55 | 2361.89
2021-06-04 12:00 | 24.4417 | 36.9214 | 2464.78 |  |  |  |  | 2004-06-03 12:00 | 24.7771 | 2004-06-03 12:00 | 37.7494 | 2004-06-03 12:00 | 2364.62
2021-06-04 12:05 | 24.4436 | 36.8829 | 2459.15 |  |  |  |  | 2004-06-03 12:05 | 24.7905 | 2004-06-03 12:05 | 37.7861 | 2004-06-03 12:05 | 2366.06
2021-06-04 12:10 | 24.4465 | 36.8545 | 2455 |  |  |  |  | 2004-06-03 12:10 | 24.8029 | 2004-06-03 12:10 | 37.8207 | 2004-06-03 12:10 | 2366.73
2021-06-04 12:15 | 24.45 | 36.8345 | 2451.87 |  |  |  |  | 2004-06-03 12:15 | 24.8148 | 2004-06-03 12:15 | 37.8531 | 2004-06-03 12:15 | 2366.89
2021-06-04 12:20 | 24.4536 | 36.8209 | 2449.47 |  |  |  |  | 2004-06-03 12:20 | 24.8264 | 2004-06-03 12:20 | 37.8836 | 2004-06-03 12:20 | 2366.71
2021-06-04 12:25 | 24.4575 | 36.8123 | 2447.61 |  |  |  |  | 2004-06-03 12:25 | 24.8379 | 2004-06-03 12:25 | 37.9125 | 2004-06-03 12:25 | 2366.28
2021-06-04 12:30 | 24.4614 | 36.8075 | 2446.15 |  |  |  |  | 2004-06-03 12:30 | 24.8494 | 2004-06-03 12:30 | 37.9403 | 2004-06-03 12:30 | 2365.68
2021-06-04 12:35 | 24.4655 | 36.8055 | 2444.99 |  |  |  |  | 2004-06-03 12:35 | 24.8608 | 2004-06-03 12:35 | 37.9671 | 2004-06-03 12:35 | 2364.93
2021-06-04 12:40 | 24.4696 | 36.8057 | 2444.06 |  |  |  |  | 2004-06-03 12:40 | 24.8722 | 2004-06-03 12:40 | 37.9934 | 2004-06-03 12:40 | 2364.09
2021-06-04 12:45 | 24.4737 | 36.8074 | 2443.3 |  |  |  |  | 2004-06-03 12:45 | 24.8837 | 2004-06-03 12:45 | 38.0191 | 2004-06-03 12:45 | 2363.17
2021-06-04 12:50 | 24.4779 | 36.8102 | 2442.67 |  |  |  |  | 2004-06-03 12:50 | 24.8952 | 2004-06-03 12:50 | 38.0446 | 2004-06-03 12:50 | 2362.19
2021-06-04 12:55 | 24.4822 | 36.8138 | 2442.15 |  |  |  |  | 2004-06-03 12:55 | 24.9067 | 2004-06-03 12:55 | 38.0698 | 2004-06-03 12:55 | 2361.17
2021-06-04 13:00 | 24.4855 | 36.8167 | 2443.35 |  |  |  |  | 2004-06-03 13:00 | 24.9062 | 2004-06-03 13:00 | 38.0863 | 2004-06-03 13:00 | 2379.17
2021-06-04 13:05 | 24.4883 | 36.8186 | 2444.23 |  |  |  |  | 2004-06-03 13:05 | 24.9 | 2004-06-03 13:05 | 38.0877 | 2004-06-03 13:05 | 2392.8
2021-06-04 13:10 | 24.491 | 36.8195 | 2444.93 |  |  |  |  | 2004-06-03 13:10 | 24.8909 | 2004-06-03 13:10 | 38.0744 | 2004-06-03 13:10 | 2403.59
2021-06-04 13:15 | 24.4936 | 36.8194 | 2445.5 |  |  |  |  | 2004-06-03 13:15 | 24.8804 | 2004-06-03 13:15 | 38.0482 | 2004-06-03 13:15 | 2412.45
2021-06-04 13:20 | 24.4962 | 36.8185 | 2445.99 |  |  |  |  | 2004-06-03 13:20 | 24.869 | 2004-06-03 13:20 | 38.0117 | 2004-06-03 13:20 | 2419.93
2021-06-04 13:25 | 24.4989 | 36.817 | 2446.43 |  |  |  |  | 2004-06-03 13:25 | 24.8572 | 2004-06-03 13:25 | 37.967 | 2004-06-03 13:25 | 2426.41
2021-06-04 13:30 | 24.5015 | 36.815 | 2446.83 |  |  |  |  | 2004-06-03 13:30 | 24.8451 | 2004-06-03 13:30 | 37.9159 | 2004-06-03 13:30 | 2432.17
2021-06-04 13:35 | 24.5042 | 36.8125 | 2447.2 |  |  |  |  | 2004-06-03 13:35 | 24.8328 | 2004-06-03 13:35 | 37.8602 | 2004-06-03 13:35 | 2437.38
2021-06-04 13:40 | 24.507 | 36.8097 | 2447.55 |  |  |  |  | 2004-06-03 13:40 | 24.8203 | 2004-06-03 13:40 | 37.8008 | 2004-06-03 13:40 | 2442.18
2021-06-04 13:45 | 24.5097 | 36.8066 | 2447.89 |  |  |  |  | 2004-06-03 13:45 | 24.8077 | 2004-06-03 13:45 | 37.7388 | 2004-06-03 13:45 | 2446.66
2021-06-04 13:50 | 24.5125 | 36.8032 | 2448.23 |  |  |  |  | 2004-06-03 13:50 | 24.795 | 2004-06-03 13:50 | 37.6749 | 2004-06-03 13:50 | 2450.91
2021-06-04 13:55 | 24.5154 | 36.7997 | 2448.56 |  |  |  |  | 2004-06-03 13:55 | 24.7821 | 2004-06-03 13:55 | 37.6095 | 2004-06-03 13:55 | 2454.97
2021-06-04 14:00 | 24.5491 | 37.3813 | 2449.36 |  |  |  |  | 2004-06-03 14:00 | 24.8022 | 2004-06-03 14:00 | 38.127 | 2004-06-03 14:00 | 2454.13
2021-06-04 14:05 | 24.5665 | 37.8372 | 2500.48 |  |  |  |  | 2004-06-03 14:05 | 24.8083 | 2004-06-03 14:05 | 38.5229 | 2004-06-03 14:05 | 2504.82
2021-06-04 14:10 | 24.5768 | 38.1868 | 2537.97 |  |  |  |  | 2004-06-03 14:10 | 24.8081 | 2004-06-03 14:10 | 38.8177 | 2004-06-03 14:10 | 2542.59
2021-06-04 14:15 | 24.5838 | 38.4516 | 2565.88 |  |  |  |  | 2004-06-03 14:15 | 24.8049 | 2004-06-03 14:15 | 39.0322 | 2004-06-03 14:15 | 2571.18
2021-06-04 14:20 | 24.5892 | 38.6505 | 2586.85 |  |  |  |  | 2004-06-03 14:20 | 24.8002 | 2004-06-03 14:20 | 39.1843 | 2004-06-03 14:20 | 2593.09
2021-06-04 14:25 | 24.5939 | 38.7987 | 2602.72 |  |  |  |  | 2004-06-03 14:25 | 24.7947 | 2004-06-03 14:25 | 39.2887 | 2004-06-03 14:25 | 2610.06
2021-06-04 14:30 | 24.598 | 38.9075 | 2614.8 |  |  |  |  | 2004-06-03 14:30 | 24.7888 | 2004-06-03 14:30 | 39.3554 | 2004-06-03 14:30 | 2623.36
2021-06-04 14:35 | 24.602 | 38.9872 | 2623.94 |  |  |  |  | 2004-06-03 14:35 | 24.7827 | 2004-06-03 14:35 | 39.3949 | 2004-06-03 14:35 | 2633.8
2021-06-04 14:40 | 24.6058 | 39.0449 | 2630.99 |  |  |  |  | 2004-06-03 14:40 | 24.7764 | 2004-06-03 14:40 | 39.4141 | 2004-06-03 14:40 | 2642.2
2021-06-04 14:45 | 24.6096 | 39.0861 | 2636.46 |  |  |  |  | 2004-06-03 14:45 | 24.7701 | 2004-06-03 14:45 | 39.4179 | 2004-06-03 14:45 | 2649.06
2021-06-04 14:50 | 24.6133 | 39.1149 | 2640.74 |  |  |  |  | 2004-06-03 14:50 | 24.7636 | 2004-06-03 14:50 | 39.4103 | 2004-06-03 14:50 | 2654.77
2021-06-04 14:55 | 24.6169 | 39.1343 | 2644.13 |  |  |  |  | 2004-06-03 14:55 | 24.7571 | 2004-06-03 14:55 | 39.3941 | 2004-06-03 14:55 | 2659.6
2021-06-04 15:00 | 24.3075 | 39.8821 | 2630.52 |  |  |  |  | 2004-06-03 15:00 | 24.4416 | 2004-06-03 15:00 | 40.1234 | 2004-06-03 15:00 | 2640.39
2021-06-04 15:05 | 24.0672 | 40.4605 | 2591.03 |  |  |  |  | 2004-06-03 15:05 | 24.1944 | 2004-06-03 15:05 | 40.6698 | 2004-06-03 15:05 | 2598.98
2021-06-04 15:10 | 23.9974 | 40.618 | 2567.61 |  |  |  |  | 2004-06-03 15:10 | 24.1204 | 2004-06-03 15:10 | 40.8051 | 2004-06-03 15:10 | 2573.38
2021-06-04 15:15 | 23.9651 | 40.6834 | 2556.75 |  |  |  |  | 2004-06-03 15:15 | 24.0844 | 2004-06-03 15:15 | 40.852 | 2004-06-03 15:15 | 2560.96
2021-06-04 15:20 | 23.948 | 40.7127 | 2551.32 |  |  |  |  | 2004-06-03 15:20 | 24.0638 | 2004-06-03 15:20 | 40.8664 | 2004-06-03 15:20 | 2554.41
2021-06-04 15:25 | 23.9374 | 40.7276 | 2548.21 |  |  |  |  | 2004-06-03 15:25 | 24.0498 | 2004-06-03 15:25 | 40.8692 | 2004-06-03 15:25 | 2550.48
2021-06-04 15:30 | 23.93 | 40.7365 | 2546.19 |  |  |  |  | 2004-06-03 15:30 | 24.0391 | 2004-06-03 15:30 | 40.8682 | 2004-06-03 15:30 | 2547.86
2021-06-04 15:35 | 23.9243 | 40.7425 | 2544.73 |  |  |  |  | 2004-06-03 15:35 | 24.0301 | 2004-06-03 15:35 | 40.8659 | 2004-06-03 15:35 | 2545.98
2021-06-04 15:40 | 23.9197 | 40.747 | 2543.63 |  |  |  |  | 2004-06-03 15:40 | 24.0222 | 2004-06-03 15:40 | 40.8636 | 2004-06-03 15:40 | 2544.57
2021-06-04 15:45 | 23.9157 | 40.7508 | 2542.76 |  |  |  |  | 2004-06-03 15:45 | 24.0149 | 2004-06-03 15:45 | 40.8614 | 2004-06-03 15:45 | 2543.48
2021-06-04 15:50 | 23.9124 | 40.7538 | 2542.04 |  |  |  |  | 2004-06-03 15:50 | 24.0084 | 2004-06-03 15:50 | 40.8591 | 2004-06-03 15:50 | 2542.62
2021-06-04 15:55 | 23.9095 | 40.7562 | 2541.47 |  |  |  |  | 2004-06-03 15:55 | 24.0024 | 2004-06-03 15:55 | 40.8567 | 2004-06-03 15:55 | 2541.97
2021-06-04 16:00 | 24.1956 | 39.8165 | 2551.01 |  |  |  |  | 2004-06-03 16:00 | 24.2889 | 2004-06-03 16:00 | 39.9133 | 2004-06-03 16:00 | 2547.03
2021-06-04 16:05 | 24.4209 | 38.9847 | 2572.77 |  |  |  |  | 2004-06-03 16:05 | 24.5154 | 2004-06-03 16:05 | 39.0815 | 2004-06-03 16:05 | 2565.52
2021-06-04 16:10 | 24.4918 | 38.6571 | 2580.03 |  |  |  |  | 2004-06-03 16:10 | 24.5879 | 2004-06-03 16:10 | 38.7593 | 2004-06-03 16:10 | 2570.08
2021-06-04 16:15 | 24.5268 | 38.4562 | 2579.67 |  |  |  |  | 2004-06-03 16:15 | 24.6246 | 2004-06-03 16:15 | 38.5672 | 2004-06-03 16:15 | 2567.48
2021-06-04 16:20 | 24.5461 | 38.3216 | 2576.97 |  |  |  |  | 2004-06-03 16:20 | 24.6459 | 2004-06-03 16:20 | 38.4441 | 2004-06-03 16:20 | 2562.87
2021-06-04 16:25 | 24.5584 | 38.2254 | 2574.09 |  |  |  |  | 2004-06-03 16:25 | 24.6602 | 2004-06-03 16:25 | 38.3611 | 2004-06-03 16:25 | 2558.33
2021-06-04 16:30 | 24.5673 | 38.1532 | 2571.72 |  |  |  |  | 2004-06-03 16:30 | 24.6712 | 2004-06-03 16:30 | 38.3036 | 2004-06-03 16:30 | 2554.47
2021-06-04 16:35 | 24.5745 | 38.0973 | 2570 |  |  |  |  | 2004-06-03 16:35 | 24.6805 | 2004-06-03 16:35 | 38.2632 | 2004-06-03 16:35 | 2551.4
2021-06-04 16:40 | 24.5806 | 38.0526 | 2568.86 |  |  |  |  | 2004-06-03 16:40 | 24.6888 | 2004-06-03 16:40 | 38.2349 | 2004-06-03 16:40 | 2549.01
2021-06-04 16:45 | 24.5861 | 38.0159 | 2568.22 |  |  |  |  | 2004-06-03 16:45 | 24.6965 | 2004-06-03 16:45 | 38.2151 | 2004-06-03 16:45 | 2547.2
2021-06-04 16:50 | 24.5912 | 37.9854 | 2567.96 |  |  |  |  | 2004-06-03 16:50 | 24.7039 | 2004-06-03 16:50 | 38.2016 | 2004-06-03 16:50 | 2545.84
2021-06-04 16:55 | 24.5959 | 37.9593 | 2568 |  |  |  |  | 2004-06-03 16:55 | 24.7109 | 2004-06-03 16:55 | 38.193 | 2004-06-03 16:55 | 2544.82
2021-06-04 17:00 | 24.5995 | 37.9367 | 2569.65 |  |  |  |  | 2004-06-03 17:00 | 24.7158 | 2004-06-03 17:00 | 38.1873 | 2004-06-03 17:00 | 2547.17
2021-06-04 17:05 | 24.6024 | 37.9155 | 2571.2 |  |  |  |  | 2004-06-03 17:05 | 24.7195 | 2004-06-03 17:05 | 38.1815 | 2004-06-03 17:05 | 2549.07
2021-06-04 17:10 | 24.6049 | 37.8952 | 2572.65 |  |  |  |  | 2004-06-03 17:10 | 24.7226 | 2004-06-03 17:10 | 38.1754 | 2004-06-03 17:10 | 2550.64
2021-06-04 17:15 | 24.6071 | 37.8754 | 2574.03 |  |  |  |  | 2004-06-03 17:15 | 24.7253 | 2004-06-03 17:15 | 38.1685 | 2004-06-03 17:15 | 2551.98
2021-06-04 17:20 | 24.6091 | 37.856 | 2575.37 |  |  |  |  | 2004-06-03 17:20 | 24.7278 | 2004-06-03 17:20 | 38.1609 | 2004-06-03 17:20 | 2553.17
2021-06-04 17:25 | 24.6108 | 37.837 | 2576.66 |  |  |  |  | 2004-06-03 17:25 | 24.7301 | 2004-06-03 17:25 | 38.1529 | 2004-06-03 17:25 | 2554.25
2021-06-04 17:30 | 24.7254 | 38.6493 | 2577.92 |  |  |  |  | 2004-06-03 17:30 | 24.8445 | 2004-06-03 17:30 | 38.9713 | 2004-06-03 17:30 | 2555.25
2021-06-04 17:35 | 24.7786 | 39.3349 | 2672.83 |  |  |  |  | 2004-06-03 17:35 | 24.8988 | 2004-06-03 17:35 | 39.6616 | 2004-06-03 17:35 | 2650
2021-06-04 17:40 | 24.806 | 39.8786 | 2740.35 |  |  |  |  | 2004-06-03 17:40 | 24.9273 | 2004-06-03 17:40 | 40.2104 | 2004-06-03 17:40 | 2717.43
2021-06-04 17:45 | 24.8215 | 40.2971 | 2789.86 |  |  |  |  | 2004-06-03 17:45 | 24.9437 | 2004-06-03 17:45 | 40.6348 | 2004-06-03 17:45 | 2766.8
2021-06-04 17:50 | 24.8314 | 40.6129 | 2826.78 |  |  |  |  | 2004-06-03 17:50 | 24.9546 | 2004-06-03 17:50 | 40.957 | 2004-06-03 17:50 | 2803.52
2021-06-04 17:55 | 24.8387 | 40.8477 | 2854.67 |  |  |  |  | 2004-06-03 17:55 | 24.9627 | 2004-06-03 17:55 | 41.1986 | 2004-06-03 17:55 | 2831.15
2021-06-04 18:00 | 24.8452 | 41.0202 | 2875.1 |  |  |  |  | 2004-06-03 18:00 | 24.9686 | 2004-06-03 18:00 | 41.3775 | 2004-06-03 18:00 | 2853.39
2021-06-04 18:05 | 24.8509 | 41.1458 | 2890.81 |  |  |  |  | 2004-06-03 18:05 | 24.9731 | 2004-06-03 18:05 | 41.508 | 2004-06-03 18:05 | 2870.38
2021-06-04 18:10 | 24.8561 | 41.236 | 2902.95 |  |  |  |  | 2004-06-03 18:10 | 24.9769 | 2004-06-03 18:10 | 41.6016 | 2004-06-03 18:10 | 2883.47
2021-06-04 18:15 | 24.861 | 41.2995 | 2912.39 |  |  |  |  | 2004-06-03 18:15 | 24.9802 | 2004-06-03 18:15 | 41.6671 | 2004-06-03 18:15 | 2893.64
2021-06-04 18:20 | 24.8655 | 41.3432 | 2919.82 |  |  |  |  | 2004-06-03 18:20 | 24.9831 | 2004-06-03 18:20 | 41.7117 | 2004-06-03 18:20 | 2901.64
2021-06-04 18:25 | 24.8697 | 41.3721 | 2925.7 |  |  |  |  | 2004-06-03 18:25 | 24.9857 | 2004-06-03 18:25 | 41.7405 | 2004-06-03 18:25 | 2907.97
2021-06-04 18:30 | 24.8737 | 41.3898 | 2930.42 |  |  |  |  | 2004-06-03 18:30 | 24.988 | 2004-06-03 18:30 | 41.7575 | 2004-06-03 18:30 | 2913.05
2021-06-04 18:35 | 24.8773 | 41.3992 | 2934.26 |  |  |  |  | 2004-06-03 18:35 | 24.99 | 2004-06-03 18:35 | 41.7657 | 2004-06-03 18:35 | 2917.19
2021-06-04 18:40 | 24.8808 | 41.4026 | 2937.41 |  |  |  |  | 2004-06-03 18:40 | 24.9918 | 2004-06-03 18:40 | 41.7674 | 2004-06-03 18:40 | 2920.6
2021-06-04 18:45 | 24.884 | 41.4014 | 2940.05 |  |  |  |  | 2004-06-03 18:45 | 24.9935 | 2004-06-03 18:45 | 41.7642 | 2004-06-03 18:45 | 2923.46
2021-06-04 18:50 | 24.887 | 41.397 | 2942.3 |  |  |  |  | 2004-06-03 18:50 | 24.9948 | 2004-06-03 18:50 | 41.7577 | 2004-06-03 18:50 | 2925.91
2021-06-04 18:55 | 24.8897 | 41.3902 | 2944.23 |  |  |  |  | 2004-06-03 18:55 | 24.9959 | 2004-06-03 18:55 | 41.7487 | 2004-06-03 18:55 | 2928.01
2021-06-04 19:00 | 24.8929 | 41.382 | 2944.96 |  |  |  |  | 2004-06-03 19:00 | 24.9975 | 2004-06-03 19:00 | 41.738 | 2004-06-03 19:00 | 2928.92
2021-06-04 19:05 | 24.8961 | 41.3735 | 2945.72 |  |  |  |  | 2004-06-03 19:05 | 24.9992 | 2004-06-03 19:05 | 41.7266 | 2004-06-03 19:05 | 2929.87
2021-06-04 19:10 | 24.8992 | 41.3648 | 2946.47 |  |  |  |  | 2004-06-03 19:10 | 25.0008 | 2004-06-03 19:10 | 41.7152 | 2004-06-03 19:10 | 2930.79
2021-06-04 19:15 | 24.9023 | 41.3562 | 2947.21 |  |  |  |  | 2004-06-03 19:15 | 25.0024 | 2004-06-03 19:15 | 41.7036 | 2004-06-03 19:15 | 2931.7
2021-06-04 19:20 | 24.9052 | 41.3478 | 2947.93 |  |  |  |  | 2004-06-03 19:20 | 25.0038 | 2004-06-03 19:20 | 41.6923 | 2004-06-03 19:20 | 2932.58
2021-06-04 19:25 | 24.908 | 41.3397 | 2948.62 |  |  |  |  | 2004-06-03 19:25 | 25.0051 | 2004-06-03 19:25 | 41.6812 | 2004-06-03 19:25 | 2933.42
2021-06-04 19:30 | 24.9107 | 41.3317 | 2949.29 |  |  |  |  | 2004-06-03 19:30 | 25.0063 | 2004-06-03 19:30 | 41.6702 | 2004-06-03 19:30 | 2934.24
2021-06-04 19:35 | 24.9132 | 41.324 | 2949.94 |  |  |  |  | 2004-06-03 19:35 | 25.0073 | 2004-06-03 19:35 | 41.6595 | 2004-06-03 19:35 | 2935.04
2021-06-04 19:40 | 24.9155 | 41.3166 | 2950.56 |  |  |  |  | 2004-06-03 19:40 | 25.0083 | 2004-06-03 19:40 | 41.649 | 2004-06-03 19:40 | 2935.8
2021-06-04 19:45 | 24.9177 | 41.3094 | 2951.16 |  |  |  |  | 2004-06-03 19:45 | 25.0091 | 2004-06-03 19:45 | 41.6387 | 2004-06-03 19:45 | 2936.55
2021-06-04 19:50 | 24.9198 | 41.3024 | 2951.74 |  |  |  |  | 2004-06-03 19:50 | 25.0098 | 2004-06-03 19:50 | 41.6287 | 2004-06-03 19:50 | 2937.27
2021-06-04 19:55 | 24.9217 | 41.2957 | 2952.3 |  |  |  |  | 2004-06-03 19:55 | 25.0103 | 2004-06-03 19:55 | 41.6189 | 2004-06-03 19:55 | 2937.97
2021-06-04 20:00 | 24.6496 | 41.9687 | 2953.78 |  |  |  |  | 2004-06-03 20:00 | 24.7369 | 2004-06-03 20:00 | 42.2978 | 2004-06-03 20:00 | 2937.36
2021-06-04 20:05 | 24.539 | 42.2206 | 2914.79 |  |  |  |  | 2004-06-03 20:05 | 24.6253 | 2004-06-03 20:05 | 42.555 | 2004-06-03 20:05 | 2896.67
2021-06-04 20:10 | 24.4897 | 42.3141 | 2897.96 |  |  |  |  | 2004-06-03 20:10 | 24.576 | 2004-06-03 20:10 | 42.6527 | 2004-06-03 20:10 | 2878.38
2021-06-04 20:15 | 24.4659 | 42.3442 | 2889.82 |  |  |  |  | 2004-06-03 20:15 | 24.5529 | 2004-06-03 20:15 | 42.687 | 2004-06-03 20:15 | 2869.1
2021-06-04 20:20 | 24.4525 | 42.3512 | 2885.55 |  |  |  |  | 2004-06-03 20:20 | 24.5403 | 2004-06-03 20:20 | 42.6987 | 2004-06-03 20:20 | 2863.91
2021-06-04 20:25 | 24.4434 | 42.3503 | 2883 |  |  |  |  | 2004-06-03 20:25 | 24.5323 | 2004-06-03 20:25 | 42.7031 | 2004-06-03 20:25 | 2860.6
2021-06-04 20:30 | 24.4362 | 42.347 | 2881.3 |  |  |  |  | 2004-06-03 20:30 | 24.5264 | 2004-06-03 20:30 | 42.7056 | 2004-06-03 20:30 | 2858.26
2021-06-04 20:35 | 24.4303 | 42.343 | 2880.09 |  |  |  |  | 2004-06-03 20:35 | 24.5217 | 2004-06-03 20:35 | 42.7078 | 2004-06-03 20:35 | 2856.49
2021-06-04 20:40 | 24.4249 | 42.3392 | 2879.2 |  |  |  |  | 2004-06-03 20:40 | 24.5176 | 2004-06-03 20:40 | 42.7106 | 2004-06-03 20:40 | 2855.09
2021-06-04 20:45 | 24.4198 | 42.3359 | 2878.52 |  |  |  |  | 2004-06-03 20:45 | 24.5138 | 2004-06-03 20:45 | 42.7142 | 2004-06-03 20:45 | 2853.95
2021-06-04 20:50 | 24.415 | 42.333 | 2877.98 |  |  |  |  | 2004-06-03 20:50 | 24.5104 | 2004-06-03 20:50 | 42.7182 | 2004-06-03 20:50 | 2852.99
2021-06-04 20:55 | 24.4105 | 42.3303 | 2877.55 |  |  |  |  | 2004-06-03 20:55 | 24.5071 | 2004-06-03 20:55 | 42.7227 | 2004-06-03 20:55 | 2852.17
2021-06-04 21:00 | 23.9456 | 43.5198 | 2839.71 |  |  |  |  | 2004-06-03 21:00 | 24.0404 | 2004-06-03 21:00 | 43.9316 | 2004-06-03 21:00 | 2816.55
2021-06-04 21:05 | 23.5228 | 44.5699 | 2781.54 |  |  |  |  | 2004-06-03 21:05 | 23.613 | 2004-06-03 21:05 | 45.0072 | 2004-06-03 21:05 | 2759.63
2021-06-04 21:10 | 23.4167 | 44.7851 | 2742.58 |  |  |  |  | 2004-06-03 21:10 | 23.5047 | 2004-06-03 21:10 | 45.2299 | 2004-06-03 21:10 | 2721.56
2021-06-04 21:15 | 23.3637 | 44.8644 | 2723.2 |  |  |  |  | 2004-06-03 21:15 | 23.45 | 2004-06-03 21:15 | 45.3116 | 2004-06-03 21:15 | 2702.97
2021-06-04 21:20 | 23.3305 | 44.8998 | 2712.07 |  |  |  |  | 2004-06-03 21:20 | 23.4154 | 2004-06-03 21:20 | 45.3463 | 2004-06-03 21:20 | 2692.57
2021-06-04 21:25 | 23.3054 | 44.9222 | 2704.49 |  |  |  |  | 2004-06-03 21:25 | 23.389 | 2004-06-03 21:25 | 45.3663 | 2004-06-03 21:25 | 2685.64
2021-06-04 21:30 | 23.7839 | 43.6178 | 2724.35 |  |  |  |  | 2004-06-03 21:30 | 23.8677 | 2004-06-03 21:30 | 44.0441 | 2004-06-03 21:30 | 2705.9
2021-06-04 21:35 | 24.1285 | 42.7322 | 2785.31 |  |  |  |  | 2004-06-03 21:35 | 24.2136 | 2004-06-03 21:35 | 43.1378 | 2004-06-03 21:35 | 2767.71
2021-06-04 21:40 | 24.222 | 42.5224 | 2820.39 |  |  |  |  | 2004-06-03 21:40 | 24.3073 | 2004-06-03 21:40 | 42.9178 | 2004-06-03 21:40 | 2803.58
2021-06-04 21:45 | 24.2614 | 42.45 | 2837.08 |  |  |  |  | 2004-06-03 21:45 | 24.3461 | 2004-06-03 21:45 | 42.8378 | 2004-06-03 21:45 | 2820.93
2021-06-04 21:50 | 24.2794 | 42.4266 | 2845.69 |  |  |  |  | 2004-06-03 21:50 | 24.363 | 2004-06-03 21:50 | 42.8083 | 2004-06-03 21:50 | 2830.08
2021-06-04 21:55 | 24.2884 | 42.4202 | 2850.78 |  |  |  |  | 2004-06-03 21:55 | 24.3708 | 2004-06-03 21:55 | 42.7964 | 2004-06-03 21:55 | 2835.62
2021-06-04 22:00 | 24.2936 | 42.4195 | 2853.7 |  |  |  |  | 2004-06-03 22:00 | 24.3745 | 2004-06-03 22:00 | 42.7907 | 2004-06-03 22:00 | 2839.05
2021-06-04 22:05 | 24.2969 | 42.4201 | 2855.81 |  |  |  |  | 2004-06-03 22:05 | 24.3762 | 2004-06-03 22:05 | 42.7862 | 2004-06-03 22:05 | 2841.6
2021-06-04 22:10 | 24.2991 | 42.4205 | 2857.4 |  |  |  |  | 2004-06-03 22:10 | 24.3769 | 2004-06-03 22:10 | 42.7813 | 2004-06-03 22:10 | 2843.59
2021-06-04 22:15 | 24.3008 | 42.4202 | 2858.63 |  |  |  |  | 2004-06-03 22:15 | 24.3769 | 2004-06-03 22:15 | 42.7757 | 2004-06-03 22:15 | 2845.19
2021-06-04 22:20 | 24.3019 | 42.4194 | 2859.62 |  |  |  |  | 2004-06-03 22:20 | 24.3764 | 2004-06-03 22:20 | 42.7695 | 2004-06-03 22:20 | 2846.54
2021-06-04 22:25 | 24.3027 | 42.4182 | 2860.43 |  |  |  |  | 2004-06-03 22:25 | 24.3755 | 2004-06-03 22:25 | 42.7628 | 2004-06-03 22:25 | 2847.67
2021-06-04 22:30 | 24.3032 | 42.4147 | 2861.08 |  |  |  |  | 2004-06-03 22:30 | 24.3745 | 2004-06-03 22:30 | 42.7528 | 2004-06-03 22:30 | 2848.65
2021-06-04 22:35 | 24.3035 | 42.4115 | 2861.5 |  |  |  |  | 2004-06-03 22:35 | 24.3732 | 2004-06-03 22:35 | 42.7435 | 2004-06-03 22:35 | 2849.36
2021-06-04 22:40 | 24.3035 | 42.4085 | 2861.87 |  |  |  |  | 2004-06-03 22:40 | 24.3716 | 2004-06-03 22:40 | 42.7347 | 2004-06-03 22:40 | 2850
2021-06-04 22:45 | 24.3034 | 42.4057 | 2862.18 |  |  |  |  | 2004-06-03 22:45 | 24.3699 | 2004-06-03 22:45 | 42.726 | 2004-06-03 22:45 | 2850.59
2021-06-04 22:50 | 24.3031 | 42.4031 | 2862.46 |  |  |  |  | 2004-06-03 22:50 | 24.3679 | 2004-06-03 22:50 | 42.7177 | 2004-06-03 22:50 | 2851.14
2021-06-04 22:55 | 24.3027 | 42.4006 | 2862.7 |  |  |  |  | 2004-06-03 22:55 | 24.3659 | 2004-06-03 22:55 | 42.7097 | 2004-06-03 22:55 | 2851.66
2021-06-04 23:00 | 23.9029 | 42.725 | 2822.77 |  |  |  |  | 2004-06-03 23:00 | 23.9647 | 2004-06-03 23:00 | 43.04 | 2004-06-03 23:00 | 2810.75
2021-06-04 23:05 | 23.6021 | 42.5641 | 2723.7 |  |  |  |  | 2004-06-03 23:05 | 23.6612 | 2004-06-03 23:05 | 42.8845 | 2004-06-03 23:05 | 2711.25
2021-06-04 23:10 | 23.5137 | 42.235 | 2645.35 |  |  |  |  | 2004-06-03 23:10 | 23.5715 | 2004-06-03 23:10 | 42.5561 | 2004-06-03 23:10 | 2632.32
2021-06-04 23:15 | 23.4696 | 41.9251 | 2594.44 |  |  |  |  | 2004-06-03 23:15 | 23.5265 | 2004-06-03 23:15 | 42.2456 | 2004-06-03 23:15 | 2581.01
2021-06-04 23:20 | 23.4428 | 41.6744 | 2558.98 |  |  |  |  | 2004-06-03 23:20 | 23.4989 | 2004-06-03 23:20 | 41.9938 | 2004-06-03 23:20 | 2545.28
2021-06-04 23:25 | 23.4232 | 41.4841 | 2532.95 |  |  |  |  | 2004-06-03 23:25 | 23.4787 | 2004-06-03 23:25 | 41.8025 | 2004-06-03 23:25 | 2519.07
2021-06-04 23:30 | 23.4071 | 41.345 | 2513.23 |  |  |  |  | 2004-06-03 23:30 | 23.4621 | 2004-06-03 23:30 | 41.6623 | 2004-06-03 23:30 | 2499.25
2021-06-04 23:35 | 23.3932 | 41.2457 | 2498.01 |  |  |  |  | 2004-06-03 23:35 | 23.4478 | 2004-06-03 23:35 | 41.5623 | 2004-06-03 23:35 | 2483.96
2021-06-04 23:40 | 23.3807 | 41.1774 | 2486.12 |  |  |  |  | 2004-06-03 23:40 | 23.4348 | 2004-06-03 23:40 | 41.4932 | 2004-06-03 23:40 | 2472.04
2021-06-04 23:45 | 23.3691 | 41.1328 | 2476.7 |  |  |  |  | 2004-06-03 23:45 | 23.4227 | 2004-06-03 23:45 | 41.448 | 2004-06-03 23:45 | 2462.62
2021-06-04 23:50 | 23.3584 | 41.1055 | 2469.14 |  |  |  |  | 2004-06-03 23:50 | 23.4116 | 2004-06-03 23:50 | 41.4201 | 2004-06-03 23:50 | 2455.07
2021-06-04 23:55 | 23.3484 | 41.0912 | 2463.01 |  |  |  |  | 2004-06-03 23:55 | 23.4011 | 2004-06-03 23:55 | 41.4053 | 2004-06-03 23:55 | 2448.98
[8 empty] | 2004-06-04 | 23.6939 | 2004-06-04 | 40.6616 | 2004-06-04 | 2458.23
[8 empty] | 2004-06-04 00:05 | 23.9116 | 2004-06-04 00:05 | 40.1286 | 2004-06-04 00:05 | 2492.79
[8 empty] | 2004-06-04 00:10 | 23.9742 | 2004-06-04 00:10 | 39.991 | 2004-06-04 00:10 | 2511.92
[8 empty] | 2004-06-04 00:15 | 24.0026 | 2004-06-04 00:15 | 39.94 | 2004-06-04 00:15 | 2519.93
[8 empty] | 2004-06-04 00:20 | 24.0171 | 2004-06-04 00:20 | 39.9238 | 2004-06-04 00:20 | 2523.19
[8 empty] | 2004-06-04 00:25 | 24.0257 | 2004-06-04 00:25 | 39.922 | 2004-06-04 00:25 | 2524.51
[8 empty] | 2004-06-04 00:30 | 24.0316 | 2004-06-04 00:30 | 39.9267 | 2004-06-04 00:30 | 2524.98
[8 empty] | 2004-06-04 00:35 | 24.0361 | 2004-06-04 00:35 | 39.9345 | 2004-06-04 00:35 | 2525.06
[8 empty] | 2004-06-04 00:40 | 24.0398 | 2004-06-04 00:40 | 39.944 | 2004-06-04 00:40 | 2524.92
[8 empty] | 2004-06-04 00:45 | 24.0431 | 2004-06-04 00:45 | 39.9543 | 2004-06-04 00:45 | 2524.65
[8 empty] | 2004-06-04 00:50 | 24.046 | 2004-06-04 00:50 | 39.9653 | 2004-06-04 00:50 | 2524.31
[8 empty] | 2004-06-04 00:55 | 24.0486 | 2004-06-04 00:55 | 39.9768 | 2004-06-04 00:55 | 2523.9
[8 empty] | 2004-06-04 01:00 | 24.0485 | 2004-06-04 01:00 | 39.9865 | 2004-06-04 01:00 | 2527.67
[8 empty] | 2004-06-04 01:05 | 24.0471 | 2004-06-04 01:05 | 39.9927 | 2004-06-04 01:05 | 2530.45
[8 empty] | 2004-06-04 01:10 | 24.045 | 2004-06-04 01:10 | 39.9956 | 2004-06-04 01:10 | 2532.59
[8 empty] | 2004-06-04 01:15 | 24.0426 | 2004-06-04 01:15 | 39.9955 | 2004-06-04 01:15 | 2534.3
[8 empty] | 2004-06-04 01:20 | 24.04 | 2004-06-04 01:20 | 39.9931 | 2004-06-04 01:20 | 2535.7
[8 empty] | 2004-06-04 01:25 | 24.0372 | 2004-06-04 01:25 | 39.9891 | 2004-06-04 01:25 | 2536.86
[8 empty] | 2004-06-04 01:30 | 24.0343 | 2004-06-04 01:30 | 39.9837 | 2004-06-04 01:30 | 2537.85
[8 empty] | 2004-06-04 01:35 | 24.0312 | 2004-06-04 01:35 | 39.9775 | 2004-06-04 01:35 | 2538.7
[8 empty] | 2004-06-04 01:40 | 24.028 | 2004-06-04 01:40 | 39.9705 | 2004-06-04 01:40 | 2539.45
[8 empty] | 2004-06-04 01:45 | 24.0248 | 2004-06-04 01:45 | 39.9631 | 2004-06-04 01:45 | 2540.12
[8 empty] | 2004-06-04 01:50 | 24.0215 | 2004-06-04 01:50 | 39.9554 | 2004-06-04 01:50 | 2540.72
[8 empty] | 2004-06-04 01:55 | 24.0181 | 2004-06-04 01:55 | 39.9475 | 2004-06-04 01:55 | 2541.27
[8 empty] | 2004-06-04 02:00 | 24.0158 | 2004-06-04 02:00 | 39.9402 | 2004-06-04 02:00 | 2539.98
[8 empty] | 2004-06-04 02:05 | 24.0139 | 2004-06-04 02:05 | 39.9345 | 2004-06-04 02:05 | 2539.07
[8 empty] | 2004-06-04 02:10 | 24.0121 | 2004-06-04 02:10 | 39.9303 | 2004-06-04 02:10 | 2538.39
[8 empty] | 2004-06-04 02:15 | 24.0104 | 2004-06-04 02:15 | 39.9274 | 2004-06-04 02:15 | 2537.87
[8 empty] | 2004-06-04 02:20 | 24.0088 | 2004-06-04 02:20 | 39.9256 | 2004-06-04 02:20 | 2537.45
[8 empty] | 2004-06-04 02:25 | 24.0071 | 2004-06-04 02:25 | 39.9246 | 2004-06-04 02:25 | 2537.11
[8 empty] | 2004-06-04 02:30 | 24.0054 | 2004-06-04 02:30 | 39.9242 | 2004-06-04 02:30 | 2536.83
[8 empty] | 2004-06-04 02:35 | 24.0037 | 2004-06-04 02:35 | 39.9243 | 2004-06-04 02:35 | 2536.59
[8 empty] | 2004-06-04 02:40 | 24.0021 | 2004-06-04 02:40 | 39.9248 | 2004-06-04 02:40 | 2536.38
[8 empty] | 2004-06-04 02:45 | 24.0003 | 2004-06-04 02:45 | 39.9255 | 2004-06-04 02:45 | 2536.19
[8 empty] | 2004-06-04 02:50 | 23.9986 | 2004-06-04 02:50 | 39.9265 | 2004-06-04 02:50 | 2536.03
[8 empty] | 2004-06-04 02:55 | 23.9969 | 2004-06-04 02:55 | 39.9276 | 2004-06-04 02:55 | 2535.87
[8 empty] | 2004-06-04 03:00 | 23.9952 | 2004-06-04 03:00 | 39.9289 | 2004-06-04 03:00 | 2535.72
[8 empty] | 2004-06-04 03:05 | 23.9934 | 2004-06-04 03:05 | 39.9303 | 2004-06-04 03:05 | 2535.58
[8 empty] | 2004-06-04 03:10 | 23.9917 | 2004-06-04 03:10 | 39.9317 | 2004-06-04 03:10 | 2535.45
[8 empty] | 2004-06-04 03:15 | 23.9899 | 2004-06-04 03:15 | 39.9332 | 2004-06-04 03:15 | 2535.31
[8 empty] | 2004-06-04 03:20 | 23.9882 | 2004-06-04 03:20 | 39.9347 | 2004-06-04 03:20 | 2535.18
[8 empty] | 2004-06-04 03:25 | 23.9864 | 2004-06-04 03:25 | 39.9363 | 2004-06-04 03:25 | 2535.06
[8 empty] | 2004-06-04 03:30 | 23.9847 | 2004-06-04 03:30 | 39.9379 | 2004-06-04 03:30 | 2534.93
[8 empty] | 2004-06-04 03:35 | 23.9829 | 2004-06-04 03:35 | 39.9395 | 2004-06-04 03:35 | 2534.81
[8 empty] | 2004-06-04 03:40 | 23.9811 | 2004-06-04 03:40 | 39.9411 | 2004-06-04 03:40 | 2534.68
[8 empty] | 2004-06-04 03:45 | 23.9793 | 2004-06-04 03:45 | 39.9428 | 2004-06-04 03:45 | 2534.56
[8 empty] | 2004-06-04 03:50 | 23.9775 | 2004-06-04 03:50 | 39.9444 | 2004-06-04 03:50 | 2534.43
[8 empty] | 2004-06-04 03:55 | 23.9758 | 2004-06-04 03:55 | 39.9461 | 2004-06-04 03:55 | 2534.31
[8 empty] | 2004-06-04 04:00 | 23.9878 | 2004-06-04 04:00 | 39.9113 | 2004-06-04 04:00 | 2535.86
[8 empty] | 2004-06-04 04:05 | 23.9906 | 2004-06-04 04:05 | 39.8966 | 2004-06-04 04:05 | 2539.21
[8 empty] | 2004-06-04 04:10 | 23.99 | 2004-06-04 04:10 | 39.8886 | 2004-06-04 04:10 | 2541.08
[8 empty] | 2004-06-04 04:15 | 23.9879 | 2004-06-04 04:15 | 39.8826 | 2004-06-04 04:15 | 2542.31
[8 empty] | 2004-06-04 04:20 | 23.9851 | 2004-06-04 04:20 | 39.877 | 2004-06-04 04:20 | 2543.22
[8 empty] | 2004-06-04 04:25 | 23.982 | 2004-06-04 04:25 | 39.8711 | 2004-06-04 04:25 | 2543.94
[8 empty] | 2004-06-04 04:30 | 23.9787 | 2004-06-04 04:30 | 39.8649 | 2004-06-04 04:30 | 2544.55
[8 empty] | 2004-06-04 04:35 | 23.9754 | 2004-06-04 04:35 | 39.8584 | 2004-06-04 04:35 | 2545.09
[8 empty] | 2004-06-04 04:40 | 23.972 | 2004-06-04 04:40 | 39.8516 | 2004-06-04 04:40 | 2545.57
[8 empty] | 2004-06-04 04:45 | 23.9686 | 2004-06-04 04:45 | 39.8446 | 2004-06-04 04:45 | 2546.01
[8 empty] | 2004-06-04 04:50 | 23.9651 | 2004-06-04 04:50 | 39.8374 | 2004-06-04 04:50 | 2546.42
[8 empty] | 2004-06-04 04:55 | 23.9616 | 2004-06-04 04:55 | 39.8302 | 2004-06-04 04:55 | 2546.8
[8 empty] | 2004-06-04 05:00 | 23.9575 | 2004-06-04 05:00 | 39.8225 | 2004-06-04 05:00 | 2548.1
[8 empty] | 2004-06-04 05:05 | 23.9531 | 2004-06-04 05:05 | 39.8139 | 2004-06-04 05:05 | 2549.16
[8 empty] | 2004-06-04 05:10 | 23.9486 | 2004-06-04 05:10 | 39.8044 | 2004-06-04 05:10 | 2550.09
[8 empty] | 2004-06-04 05:15 | 23.9441 | 2004-06-04 05:15 | 39.7943 | 2004-06-04 05:15 | 2550.91
[8 empty] | 2004-06-04 05:20 | 23.9394 | 2004-06-04 05:20 | 39.7836 | 2004-06-04 05:20 | 2551.66
[8 empty] | 2004-06-04 05:25 | 23.9348 | 2004-06-04 05:25 | 39.7726 | 2004-06-04 05:25 | 2552.35
[8 empty] | 2004-06-04 05:30 | 23.9301 | 2004-06-04 05:30 | 39.7613 | 2004-06-04 05:30 | 2553
[8 empty] | 2004-06-04 05:35 | 23.9254 | 2004-06-04 05:35 | 39.7498 | 2004-06-04 05:35 | 2553.62
[8 empty] | 2004-06-04 05:40 | 23.9207 | 2004-06-04 05:40 | 39.7382 | 2004-06-04 05:40 | 2554.21
[8 empty] | 2004-06-04 05:45 | 23.916 | 2004-06-04 05:45 | 39.7265 | 2004-06-04 05:45 | 2554.78
[8 empty] | 2004-06-04 05:50 | 23.9112 | 2004-06-04 05:50 | 39.7147 | 2004-06-04 05:50 | 2555.34
[8 empty] | 2004-06-04 05:55 | 23.9065 | 2004-06-04 05:55 | 39.7029 | 2004-06-04 05:55 | 2555.88
[8 empty] | 2004-06-04 06:00 | 23.9636 | 2004-06-04 06:00 | 39.5533 | 2004-06-04 06:00 | 2552.18
[8 empty] | 2004-06-04 06:05 | 23.9871 | 2004-06-04 06:05 | 39.493 | 2004-06-04 06:05 | 2558.22
[8 empty] | 2004-06-04 06:10 | 23.9979 | 2004-06-04 06:10 | 39.4679 | 2004-06-04 06:10 | 2559.94
[8 empty] | 2004-06-04 06:15 | 24.0034 | 2004-06-04 06:15 | 39.4588 | 2004-06-04 06:15 | 2560.14
[8 empty] | 2004-06-04 06:20 | 24.0066 | 2004-06-04 06:20 | 39.4573 | 2004-06-04 06:20 | 2559.76
[8 empty] | 2004-06-04 06:25 | 24.0088 | 2004-06-04 06:25 | 39.4596 | 2004-06-04 06:25 | 2559.19
[8 empty] | 2004-06-04 06:30 | 24.0107 | 2004-06-04 06:30 | 39.4624 | 2004-06-04 06:30 | 2558.59
[8 empty] | 2004-06-04 06:35 | 24.0123 | 2004-06-04 06:35 | 39.4671 | 2004-06-04 06:35 | 2557.91
[8 empty] | 2004-06-04 06:40 | 24.0137 | 2004-06-04 06:40 | 39.473 | 2004-06-04 06:40 | 2557.27
[8 empty] | 2004-06-04 06:45 | 24.0151 | 2004-06-04 06:45 | 39.4797 | 2004-06-04 06:45 | 2556.67
[8 empty] | 2004-06-04 06:50 | 24.0164 | 2004-06-04 06:50 | 39.487 | 2004-06-04 06:50 | 2556.09
[8 empty] | 2004-06-04 06:55 | 24.0177 | 2004-06-04 06:55 | 39.4948 | 2004-06-04 06:55 | 2555.54
[8 empty] | 2004-06-04 07:00 | 24.0223 | 2004-06-04 07:00 | 39.5054 | 2004-06-04 07:00 | 2549.65
[8 empty] | 2004-06-04 07:05 | 24.0284 | 2004-06-04 07:05 | 39.5209 | 2004-06-04 07:05 | 2544.93
[8 empty] | 2004-06-04 07:10 | 24.0352 | 2004-06-04 07:10 | 39.5413 | 2004-06-04 07:10 | 2540.92
[8 empty] | 2004-06-04 07:15 | 24.0424 | 2004-06-04 07:15 | 39.5659 | 2004-06-04 07:15 | 2537.4
[8 empty] | 2004-06-04 07:20 | 24.0498 | 2004-06-04 07:20 | 39.5937 | 2004-06-04 07:20 | 2534.21
[8 empty] | 2004-06-04 07:25 | 24.0574 | 2004-06-04 07:25 | 39.6243 | 2004-06-04 07:25 | 2531.27
[8 empty] | 2004-06-04 07:30 | 24.0653 | 2004-06-04 07:30 | 39.6569 | 2004-06-04 07:30 | 2528.5
[8 empty] | 2004-06-04 07:35 | 24.0732 | 2004-06-04 07:35 | 39.6911 | 2004-06-04 07:35 | 2525.87
[8 empty] | 2004-06-04 07:40 | 24.0813 | 2004-06-04 07:40 | 39.7267 | 2004-06-04 07:40 | 2523.32
[8 empty] | 2004-06-04 07:45 | 24.0896 | 2004-06-04 07:45 | 39.7633 | 2004-06-04 07:45 | 2520.85
[8 empty] | 2004-06-04 07:50 | 24.098 | 2004-06-04 07:50 | 39.8007 | 2004-06-04 07:50 | 2518.42
[8 empty] | 2004-06-04 07:55 | 24.1066 | 2004-06-04 07:55 | 39.8389 | 2004-06-04 07:55 | 2516.03
[8 empty] | 2004-06-04 08:00 | 24.1126 | 2004-06-04 08:00 | 39.8755 | 2004-06-04 08:00 | 2517.9
[8 empty] | 2004-06-04 08:05 | 24.1177 | 2004-06-04 08:05 | 39.9088 | 2004-06-04 08:05 | 2518.91
[8 empty] | 2004-06-04 08:10 | 24.1222 | 2004-06-04 08:10 | 39.9389 | 2004-06-04 08:10 | 2519.38
[8 empty] | 2004-06-04 08:15 | 24.1266 | 2004-06-04 08:15 | 39.9661 | 2004-06-04 08:15 | 2519.49
[8 empty] | 2004-06-04 08:20 | 24.1308 | 2004-06-04 08:20 | 39.991 | 2004-06-04 08:20 | 2519.34
[8 empty] | 2004-06-04 08:25 | 24.1349 | 2004-06-04 08:25 | 40.0142 | 2004-06-04 08:25 | 2519.02
[8 empty] | 2004-06-04 08:30 | 24.1391 | 2004-06-04 08:30 | 40.0359 | 2004-06-04 08:30 | 2518.56
[8 empty] | 2004-06-04 08:35 | 24.1432 | 2004-06-04 08:35 | 40.0566 | 2004-06-04 08:35 | 2518
[8 empty] | 2004-06-04 08:40 | 24.1472 | 2004-06-04 08:40 | 40.0764 | 2004-06-04 08:40 | 2517.37
[8 empty] | 2004-06-04 08:45 | 24.1513 | 2004-06-04 08:45 | 40.0956 | 2004-06-04 08:45 | 2516.69
[8 empty] | 2004-06-04 08:50 | 24.1553 | 2004-06-04 08:50 | 40.1143 | 2004-06-04 08:50 | 2515.96
[8 empty] | 2004-06-04 08:55 | 24.1594 | 2004-06-04 08:55 | 40.1326 | 2004-06-04 08:55 | 2515.21
[8 empty] | 2004-06-04 09:00 | 24.1663 | 2004-06-04 09:00 | 40.1527 | 2004-06-04 09:00 | 2509.75
[8 empty] | 2004-06-04 09:05 | 24.1746 | 2004-06-04 09:05 | 40.1767 | 2004-06-04 09:05 | 2505.25
[8 empty] | 2004-06-04 09:10 | 24.1835 | 2004-06-04 09:10 | 40.2045 | 2004-06-04 09:10 | 2501.36
[8 empty] | 2004-06-04 09:15 | 24.1928 | 2004-06-04 09:15 | 40.2357 | 2004-06-04 09:15 | 2497.86
[8 empty] | 2004-06-04 09:20 | 24.2024 | 2004-06-04 09:20 | 40.2696 | 2004-06-04 09:20 | 2494.64
[8 empty] | 2004-06-04 09:25 | 24.2122 | 2004-06-04 09:25 | 40.3057 | 2004-06-04 09:25 | 2491.61
[8 empty] | 2004-06-04 09:30 | 24.2221 | 2004-06-04 09:30 | 40.3435 | 2004-06-04 09:30 | 2488.74
[8 empty] | 2004-06-04 09:35 | 24.2323 | 2004-06-04 09:35 | 40.3827 | 2004-06-04 09:35 | 2485.97
[8 empty] | 2004-06-04 09:40 | 24.2426 | 2004-06-04 09:40 | 40.4231 | 2004-06-04 09:40 | 2483.27
[8 empty] | 2004-06-04 09:45 | 24.253 | 2004-06-04 09:45 | 40.4643 | 2004-06-04 09:45 | 2480.63
[8 empty] | 2004-06-04 09:50 | 24.2637 | 2004-06-04 09:50 | 40.5063 | 2004-06-04 09:50 | 2478.02
[8 empty] | 2004-06-04 09:55 | 24.2745 | 2004-06-04 09:55 | 40.5489 | 2004-06-04 09:55 | 2475.44
[8 empty] | 2004-06-04 10:00 | 24.2745 | 2004-06-04 10:00 | 40.5841 | 2004-06-04 10:00 | 2490.4
[8 empty] | 2004-06-04 10:05 | 24.2698 | 2004-06-04 10:05 | 40.6049 | 2004-06-04 10:05 | 2501.58
[8 empty] | 2004-06-04 10:10 | 24.2628 | 2004-06-04 10:10 | 40.6111 | 2004-06-04 10:10 | 2510.41
[8 empty] | 2004-06-04 10:15 | 24.2546 | 2004-06-04 10:15 | 40.6048 | 2004-06-04 10:15 | 2517.64
[8 empty] | 2004-06-04 10:20 | 24.2456 | 2004-06-04 10:20 | 40.5884 | 2004-06-04 10:20 | 2523.74
[8 empty] | 2004-06-04 10:25 | 24.2361 | 2004-06-04 10:25 | 40.564 | 2004-06-04 10:25 | 2529.02
[8 empty] | 2004-06-04 10:30 | 24.2263 | 2004-06-04 10:30 | 40.5332 | 2004-06-04 10:30 | 2533.7
[8 empty] | 2004-06-04 10:35 | 24.2161 | 2004-06-04 10:35 | 40.4976 | 2004-06-04 10:35 | 2537.94
[8 empty] | 2004-06-04 10:40 | 24.2055 | 2004-06-04 10:40 | 40.4582 | 2004-06-04 10:40 | 2541.85
[8 empty] | 2004-06-04 10:45 | 24.1948 | 2004-06-04 10:45 | 40.4158 | 2004-06-04 10:45 | 2545.51
[8 empty] | 2004-06-04 10:50 | 24.1837 | 2004-06-04 10:50 | 40.371 | 2004-06-04 10:50 | 2549
[8 empty] | 2004-06-04 10:55 | 24.1725 | 2004-06-04 10:55 | 40.324 | 2004-06-04 10:55 | 2552.34
[8 empty] | 2004-06-04 11:00 | 24.3497 | 2004-06-04 11:00 | 39.2888 | 2004-06-04 11:00 | 2551.05
[8 empty] | 2004-06-04 11:05 | 24.4231 | 2004-06-04 11:05 | 38.6551 | 2004-06-04 11:05 | 2540.39
[8 empty] | 2004-06-04 11:10 | 24.4543 | 2004-06-04 11:10 | 38.2277 | 2004-06-04 11:10 | 2524.63
[8 empty] | 2004-06-04 11:15 | 24.4662 | 2004-06-04 11:15 | 37.923 | 2004-06-04 11:15 | 2510.1
[8 empty] | 2004-06-04 11:20 | 24.4694 | 2004-06-04 11:20 | 37.696 | 2004-06-04 11:20 | 2498.24
[8 empty] | 2004-06-04 11:25 | 24.4687 | 2004-06-04 11:25 | 37.5211 | 2004-06-04 11:25 | 2489.2
[8 empty] | 2004-06-04 11:30 | 24.4659 | 2004-06-04 11:30 | 37.3828 | 2004-06-04 11:30 | 2482.64
[8 empty] | 2004-06-04 11:35 | 24.4621 | 2004-06-04 11:35 | 37.2708 | 2004-06-04 11:35 | 2478.11
[8 empty] | 2004-06-04 11:40 | 24.4576 | 2004-06-04 11:40 | 37.178 | 2004-06-04 11:40 | 2475.17
[8 empty] | 2004-06-04 11:45 | 24.4527 | 2004-06-04 11:45 | 37.0995 | 2004-06-04 11:45 | 2473.47
[8 empty] | 2004-06-04 11:50 | 24.4475 | 2004-06-04 11:50 | 37.0315 | 2004-06-04 11:50 | 2472.71
[8 empty] | 2004-06-04 11:55 | 24.442 | 2004-06-04 11:55 | 36.9714 | 2004-06-04 11:55 | 2472.66
[8 empty] | 2004-06-04 12:00 | 24.4417 | 2004-06-04 12:00 | 36.9214 | 2004-06-04 12:00 | 2464.78
[8 empty] | 2004-06-04 12:05 | 24.4436 | 2004-06-04 12:05 | 36.8829 | 2004-06-04 12:05 | 2459.15
[8 empty] | 2004-06-04 12:10 | 24.4465 | 2004-06-04 12:10 | 36.8545 | 2004-06-04 12:10 | 2455
[8 empty] | 2004-06-04 12:15 | 24.45 | 2004-06-04 12:15 | 36.8345 | 2004-06-04 12:15 | 2451.87
[8 empty] | 2004-06-04 12:20 | 24.4536 | 2004-06-04 12:20 | 36.8209 | 2004-06-04 12:20 | 2449.47
[8 empty] | 2004-06-04 12:25 | 24.4575 | 2004-06-04 12:25 | 36.8123 | 2004-06-04 12:25 | 2447.61
[8 empty] | 2004-06-04 12:30 | 24.4614 | 2004-06-04 12:30 | 36.8075 | 2004-06-04 12:30 | 2446.15
[8 empty] | 2004-06-04 12:35 | 24.4655 | 2004-06-04 12:35 | 36.8055 | 2004-06-04 12:35 | 2444.99
[8 empty] | 2004-06-04 12:40 | 24.4696 | 2004-06-04 12:40 | 36.8057 | 2004-06-04 12:40 | 2444.06
[8 empty] | 2004-06-04 12:45 | 24.4737 | 2004-06-04 12:45 | 36.8074 | 2004-06-04 12:45 | 2443.3
[8 empty] | 2004-06-04 12:50 | 24.4779 | 2004-06-04 12:50 | 36.8102 | 2004-06-04 12:50 | 2442.67
[8 empty] | 2004-06-04 12:55 | 24.4822 | 2004-06-04 12:55 | 36.8138 | 2004-06-04 12:55 | 2442.15
[8 empty] | 2004-06-04 13:00 | 24.4855 | 2004-06-04 13:00 | 36.8167 | 2004-06-04 13:00 | 2443.35
[8 empty] | 2004-06-04 13:05 | 24.4883 | 2004-06-04 13:05 | 36.8186 | 2004-06-04 13:05 | 2444.23
[8 empty] | 2004-06-04 13:10 | 24.491 | 2004-06-04 13:10 | 36.8195 | 2004-06-04 13:10 | 2444.93
[8 empty] | 2004-06-04 13:15 | 24.4936 | 2004-06-04 13:15 | 36.8194 | 2004-06-04 13:15 | 2445.5
[8 empty] | 2004-06-04 13:20 | 24.4962 | 2004-06-04 13:20 | 36.8185 | 2004-06-04 13:20 | 2445.99
[8 empty] | 2004-06-04 13:25 | 24.4989 | 2004-06-04 13:25 | 36.817 | 2004-06-04 13:25 | 2446.43
[8 empty] | 2004-06-04 13:30 | 24.5015 | 2004-06-04 13:30 | 36.815 | 2004-06-04 13:30 | 2446.83
[8 empty] | 2004-06-04 13:35 | 24.5042 | 2004-06-04 13:35 | 36.8125 | 2004-06-04 13:35 | 2447.2
[8 empty] | 2004-06-04 13:40 | 24.507 | 2004-06-04 13:40 | 36.8097 | 2004-06-04 13:40 | 2447.55
[8 empty] | 2004-06-04 13:45 | 24.5097 | 2004-06-04 13:45 | 36.8066 | 2004-06-04 13:45 | 2447.89
[8 empty] | 2004-06-04 13:50 | 24.5125 | 2004-06-04 13:50 | 36.8032 | 2004-06-04 13:50 | 2448.23
[8 empty] | 2004-06-04 13:55 | 24.5154 | 2004-06-04 13:55 | 36.7997 | 2004-06-04 13:55 | 2448.56
[8 empty] | 2004-06-04 14:00 | 24.5491 | 2004-06-04 14:00 | 37.3813 | 2004-06-04 14:00 | 2449.36
[8 empty] | 2004-06-04 14:05 | 24.5665 | 2004-06-04 14:05 | 37.8372 | 2004-06-04 14:05 | 2500.48
[8 empty] | 2004-06-04 14:10 | 24.5768 | 2004-06-04 14:10 | 38.1868 | 2004-06-04 14:10 | 2537.97
[8 empty] | 2004-06-04 14:15 | 24.5838 | 2004-06-04 14:15 | 38.4516 | 2004-06-04 14:15 | 2565.88
[8 empty] | 2004-06-04 14:20 | 24.5892 | 2004-06-04 14:20 | 38.6505 | 2004-06-04 14:20 | 2586.85
[8 empty] | 2004-06-04 14:25 | 24.5939 | 2004-06-04 14:25 | 38.7987 | 2004-06-04 14:25 | 2602.72
[8 empty] | 2004-06-04 14:30 | 24.598 | 2004-06-04 14:30 | 38.9075 | 2004-06-04 14:30 | 2614.8
[8 empty] | 2004-06-04 14:35 | 24.602 | 2004-06-04 14:35 | 38.9872 | 2004-06-04 14:35 | 2623.94
[8 empty] | 2004-06-04 14:40 | 24.6058 | 2004-06-04 14:40 | 39.0449 | 2004-06-04 14:40 | 2630.99
[8 empty] | 2004-06-04 14:45 | 24.6096 | 2004-06-04 14:45 | 39.0861 | 2004-06-04 14:45 | 2636.46
[8 empty] | 2004-06-04 14:50 | 24.6133 | 2004-06-04 14:50 | 39.1149 | 2004-06-04 14:50 | 2640.74
[8 empty] | 2004-06-04 14:55 | 24.6169 | 2004-06-04 14:55 | 39.1343 | 2004-06-04 14:55 | 2644.13
[8 empty] | 2004-06-04 15:00 | 24.3075 | 2004-06-04 15:00 | 39.8821 | 2004-06-04 15:00 | 2630.52
[8 empty] | 2004-06-04 15:05 | 24.0672 | 2004-06-04 15:05 | 40.4605 | 2004-06-04 15:05 | 2591.03
[8 empty] | 2004-06-04 15:10 | 23.9974 | 2004-06-04 15:10 | 40.618 | 2004-06-04 15:10 | 2567.61
[8 empty] | 2004-06-04 15:15 | 23.9651 | 2004-06-04 15:15 | 40.6834 | 2004-06-04 15:15 | 2556.75
[8 empty] | 2004-06-04 15:20 | 23.948 | 2004-06-04 15:20 | 40.7127 | 2004-06-04 15:20 | 2551.32
[8 empty] | 2004-06-04 15:25 | 23.9374 | 2004-06-04 15:25 | 40.7276 | 2004-06-04 15:25 | 2548.21
[8 empty] | 2004-06-04 15:30 | 23.93 | 2004-06-04 15:30 | 40.7365 | 2004-06-04 15:30 | 2546.19
[8 empty] | 2004-06-04 15:35 | 23.9243 | 2004-06-04 15:35 | 40.7425 | 2004-06-04 15:35 | 2544.73
[8 empty] | 2004-06-04 15:40 | 23.9197 | 2004-06-04 15:40 | 40.747 | 2004-06-04 15:40 | 2543.63
[8 empty] | 2004-06-04 15:45 | 23.9157 | 2004-06-04 15:45 | 40.7508 | 2004-06-04 15:45 | 2542.76
[8 empty] | 2004-06-04 15:50 | 23.9124 | 2004-06-04 15:50 | 40.7538 | 2004-06-04 15:50 | 2542.04
[8 empty] | 2004-06-04 15:55 | 23.9095 | 2004-06-04 15:55 | 40.7562 | 2004-06-04 15:55 | 2541.47
[8 empty] | 2004-06-04 16:00 | 24.1956 | 2004-06-04 16:00 | 39.8165 | 2004-06-04 16:00 | 2551.01
[8 empty] | 2004-06-04 16:05 | 24.4209 | 2004-06-04 16:05 | 38.9847 | 2004-06-04 16:05 | 2572.77
[8 empty] | 2004-06-04 16:10 | 24.4918 | 2004-06-04 16:10 | 38.6571 | 2004-06-04 16:10 | 2580.03
[8 empty] | 2004-06-04 16:15 | 24.5268 | 2004-06-04 16:15 | 38.4562 | 2004-06-04 16:15 | 2579.67
[8 empty] | 2004-06-04 16:20 | 24.5461 | 2004-06-04 16:20 | 38.3216 | 2004-06-04 16:20 | 2576.97
[8 empty] | 2004-06-04 16:25 | 24.5584 | 2004-06-04 16:25 | 38.2254 | 2004-06-04 16:25 | 2574.09
[8 empty] | 2004-06-04 16:30 | 24.5673 | 2004-06-04 16:30 | 38.1532 | 2004-06-04 16:30 | 2571.72
[8 empty] | 2004-06-04 16:35 | 24.5745 | 2004-06-04 16:35 | 38.0973 | 2004-06-04 16:35 | 2570
[8 empty] | 2004-06-04 16:40 | 24.5806 | 2004-06-04 16:40 | 38.0526 | 2004-06-04 16:40 | 2568.86
[8 empty] | 2004-06-04 16:45 | 24.5861 | 2004-06-04 16:45 | 38.0159 | 2004-06-04 16:45 | 2568.22
[8 empty] | 2004-06-04 16:50 | 24.5912 | 2004-06-04 16:50 | 37.9854 | 2004-06-04 16:50 | 2567.96
[8 empty] | 2004-06-04 16:55 | 24.5959 | 2004-06-04 16:55 | 37.9593 | 2004-06-04 16:55 | 2568
[8 empty] | 2004-06-04 17:00 | 24.5995 | 2004-06-04 17:00 | 37.9367 | 2004-06-04 17:00 | 2569.65
[8 empty] | 2004-06-04 17:05 | 24.6024 | 2004-06-04 17:05 | 37.9155 | 2004-06-04 17:05 | 2571.2
[8 empty] | 2004-06-04 17:10 | 24.6049 | 2004-06-04 17:10 | 37.8952 | 2004-06-04 17:10 | 2572.65
[8 empty] | 2004-06-04 17:15 | 24.6071 | 2004-06-04 17:15 | 37.8754 | 2004-06-04 17:15 | 2574.03
[8 empty] | 2004-06-04 17:20 | 24.6091 | 2004-06-04 17:20 | 37.856 | 2004-06-04 17:20 | 2575.37
[8 empty] | 2004-06-04 17:25 | 24.6108 | 2004-06-04 17:25 | 37.837 | 2004-06-04 17:25 | 2576.66
[8 empty] | 2004-06-04 17:30 | 24.7254 | 2004-06-04 17:30 | 38.6493 | 2004-06-04 17:30 | 2577.92
[8 empty] | 2004-06-04 17:35 | 24.7786 | 2004-06-04 17:35 | 39.3349 | 2004-06-04 17:35 | 2672.83
[8 empty] | 2004-06-04 17:40 | 24.806 | 2004-06-04 17:40 | 39.8786 | 2004-06-04 17:40 | 2740.35
[8 empty] | 2004-06-04 17:45 | 24.8215 | 2004-06-04 17:45 | 40.2971 | 2004-06-04 17:45 | 2789.86
[8 empty] | 2004-06-04 17:50 | 24.8314 | 2004-06-04 17:50 | 40.6129 | 2004-06-04 17:50 | 2826.78
[8 empty] | 2004-06-04 17:55 | 24.8387 | 2004-06-04 17:55 | 40.8477 | 2004-06-04 17:55 | 2854.67
[8 empty] | 2004-06-04 18:00 | 24.8452 | 2004-06-04 18:00 | 41.0202 | 2004-06-04 18:00 | 2875.1
[8 empty] | 2004-06-04 18:05 | 24.8509 | 2004-06-04 18:05 | 41.1458 | 2004-06-04 18:05 | 2890.81
[8 empty] | 2004-06-04 18:10 | 24.8561 | 2004-06-04 18:10 | 41.236 | 2004-06-04 18:10 | 2902.95
[8 empty] | 2004-06-04 18:15 | 24.861 | 2004-06-04 18:15 | 41.2995 | 2004-06-04 18:15 | 2912.39
[8 empty] | 2004-06-04 18:20 | 24.8655 | 2004-06-04 18:20 | 41.3432 | 2004-06-04 18:20 | 2919.82
[8 empty] | 2004-06-04 18:25 | 24.8697 | 2004-06-04 18:25 | 41.3721 | 2004-06-04 18:25 | 2925.7
[8 empty] | 2004-06-04 18:30 | 24.8737 | 2004-06-04 18:30 | 41.3898 | 2004-06-04 18:30 | 2930.42
[8 empty] | 2004-06-04 18:35 | 24.8773 | 2004-06-04 18:35 | 41.3992 | 2004-06-04 18:35 | 2934.26
[8 empty] | 2004-06-04 18:40 | 24.8808 | 2004-06-04 18:40 | 41.4026 | 2004-06-04 18:40 | 2937.41
[8 empty] | 2004-06-04 18:45 | 24.884 | 2004-06-04 18:45 | 41.4014 | 2004-06-04 18:45 | 2940.05
[8 empty] | 2004-06-04 18:50 | 24.887 | 2004-06-04 18:50 | 41.397 | 2004-06-04 18:50 | 2942.3
[8 empty] | 2004-06-04 18:55 | 24.8897 | 2004-06-04 18:55 | 41.3902 | 2004-06-04 18:55 | 2944.23
[8 empty] | 2004-06-04 19:00 | 24.8929 | 2004-06-04 19:00 | 41.382 | 2004-06-04 19:00 | 2944.96
[8 empty] | 2004-06-04 19:05 | 24.8961 | 2004-06-04 19:05 | 41.3735 | 2004-06-04 19:05 | 2945.72
[8 empty] | 2004-06-04 19:10 | 24.8992 | 2004-06-04 19:10 | 41.3648 | 2004-06-04 19:10 | 2946.47
[8 empty] | 2004-06-04 19:15 | 24.9023 | 2004-06-04 19:15 | 41.3562 | 2004-06-04 19:15 | 2947.21
[8 empty] | 2004-06-04 19:20 | 24.9052 | 2004-06-04 19:20 | 41.3478 | 2004-06-04 19:20 | 2947.93
[8 empty] | 2004-06-04 19:25 | 24.908 | 2004-06-04 19:25 | 41.3397 | 2004-06-04 19:25 | 2948.62
[8 empty] | 2004-06-04 19:30 | 24.9107 | 2004-06-04 19:30 | 41.3317 | 2004-06-04 19:30 | 2949.29
[8 empty] | 2004-06-04 19:35 | 24.9132 | 2004-06-04 19:35 | 41.324 | 2004-06-04 19:35 | 2949.94
[8 empty] | 2004-06-04 19:40 | 24.9155 | 2004-06-04 19:40 | 41.3166 | 2004-06-04 19:40 | 2950.56
[8 empty] | 2004-06-04 19:45 | 24.9177 | 2004-06-04 19:45 | 41.3094 | 2004-06-04 19:45 | 2951.16
[8 empty] | 2004-06-04 19:50 | 24.9198 | 2004-06-04 19:50 | 41.3024 | 2004-06-04 19:50 | 2951.74
[8 empty] | 2004-06-04 19:55 | 24.9217 | 2004-06-04 19:55 | 41.2957 | 2004-06-04 19:55 | 2952.3
[8 empty] | 2004-06-04 20:00 | 24.6496 | 2004-06-04 20:00 | 41.9687 | 2004-06-04 20:00 | 2953.78
[8 empty] | 2004-06-04 20:05 | 24.539 | 2004-06-04 20:05 | 42.2206 | 2004-06-04 20:05 | 2914.79
[8 empty] | 2004-06-04 20:10 | 24.4897 | 2004-06-04 20:10 | 42.3141 | 2004-06-04 20:10 | 2897.96
[8 empty] | 2004-06-04 20:15 | 24.4659 | 2004-06-04 20:15 | 42.3442 | 2004-06-04 20:15 | 2889.82
[8 empty] | 2004-06-04 20:20 | 24.4525 | 2004-06-04 20:20 | 42.3512 | 2004-06-04 20:20 | 2885.55
[8 empty] | 2004-06-04 20:25 | 24.4434 | 2004-06-04 20:25 | 42.3503 | 2004-06-04 20:25 | 2883
[8 empty] | 2004-06-04 20:30 | 24.4362 | 2004-06-04 20:30 | 42.347 | 2004-06-04 20:30 | 2881.3
[8 empty] | 2004-06-04 20:35 | 24.4303 | 2004-06-04 20:35 | 42.343 | 2004-06-04 20:35 | 2880.09
[8 empty] | 2004-06-04 20:40 | 24.4249 | 2004-06-04 20:40 | 42.3392 | 2004-06-04 20:40 | 2879.2
[8 empty] | 2004-06-04 20:45 | 24.4198 | 2004-06-04 20:45 | 42.3359 | 2004-06-04 20:45 | 2878.52
[8 empty] | 2004-06-04 20:50 | 24.415 | 2004-06-04 20:50 | 42.333 | 2004-06-04 20:50 | 2877.98
[8 empty] | 2004-06-04 20:55 | 24.4105 | 2004-06-04 20:55 | 42.3303 | 2004-06-04 20:55 | 2877.55
[8 empty] | 2004-06-04 21:00 | 23.9456 | 2004-06-04 21:00 | 43.5198 | 2004-06-04 21:00 | 2839.71
[8 empty] | 2004-06-04 21:05 | 23.5228 | 2004-06-04 21:05 | 44.5699 | 2004-06-04 21:05 | 2781.54
[8 empty] | 2004-06-04 21:10 | 23.4167 | 2004-06-04 21:10 | 44.7851 | 2004-06-04 21:10 | 2742.58
[8 empty] | 2004-06-04 21:15 | 23.3637 | 2004-06-04 21:15 | 44.8644 | 2004-06-04 21:15 | 2723.2
[8 empty] | 2004-06-04 21:20 | 23.3305 | 2004-06-04 21:20 | 44.8998 | 2004-06-04 21:20 | 2712.07
[8 empty] | 2004-06-04 21:25 | 23.3054 | 2004-06-04 21:25 | 44.9222 | 2004-06-04 21:25 | 2704.49
[8 empty] | 2004-06-04 21:30 | 23.7839 | 2004-06-04 21:30 | 43.6178 | 2004-06-04 21:30 | 2724.35
[8 empty] | 2004-06-04 21:35 | 24.1285 | 2004-06-04 21:35 | 42.7322 | 2004-06-04 21:35 | 2785.31
[8 empty] | 2004-06-04 21:40 | 24.222 | 2004-06-04 21:40 | 42.5224 | 2004-06-04 21:40 | 2820.39
[8 empty] | 2004-06-04 21:45 | 24.2614 | 2004-06-04 21:45 | 42.45 | 2004-06-04 21:45 | 2837.08
[8 empty] | 2004-06-04 21:50 | 24.2794 | 2004-06-04 21:50 | 42.4266 | 2004-06-04 21:50 | 2845.69
[8 empty] | 2004-06-04 21:55 | 24.2884 | 2004-06-04 21:55 | 42.4202 | 2004-06-04 21:55 | 2850.78
[8 empty] | 2004-06-04 22:00 | 24.2936 | 2004-06-04 22:00 | 42.4195 | 2004-06-04 22:00 | 2853.7
[8 empty] | 2004-06-04 22:05 | 24.2969 | 2004-06-04 22:05 | 42.4201 | 2004-06-04 22:05 | 2855.81
[8 empty] | 2004-06-04 22:10 | 24.2991 | 2004-06-04 22:10 | 42.4205 | 2004-06-04 22:10 | 2857.4
[8 empty] | 2004-06-04 22:15 | 24.3008 | 2004-06-04 22:15 | 42.4202 | 2004-06-04 22:15 | 2858.63
[8 empty] | 2004-06-04 22:20 | 24.3019 | 2004-06-04 22:20 | 42.4194 | 2004-06-04 22:20 | 2859.62
[8 empty] | 2004-06-04 22:25 | 24.3027 | 2004-06-04 22:25 | 42.4182 | 2004-06-04 22:25 | 2860.43
[8 empty] | 2004-06-04 22:30 | 24.3032 | 2004-06-04 22:30 | 42.4147 | 2004-06-04 22:30 | 2861.08
[8 empty] | 2004-06-04 22:35 | 24.3035 | 2004-06-04 22:35 | 42.4115 | 2004-06-04 22:35 | 2861.5
[8 empty] | 2004-06-04 22:40 | 24.3035 | 2004-06-04 22:40 | 42.4085 | 2004-06-04 22:40 | 2861.87
[8 empty] | 2004-06-04 22:45 | 24.3034 | 2004-06-04 22:45 | 42.4057 | 2004-06-04 22:45 | 2862.18
[8 empty] | 2004-06-04 22:50 | 24.3031 | 2004-06-04 22:50 | 42.4031 | 2004-06-04 22:50 | 2862.46
[8 empty] | 2004-06-04 22:55 | 24.3027 | 2004-06-04 22:55 | 42.4006 | 2004-06-04 22:55 | 2862.7
[8 empty] | 2004-06-04 23:00 | 23.9029 | 2004-06-04 23:00 | 42.725 | 2004-06-04 23:00 | 2822.77
[8 empty] | 2004-06-04 23:05 | 23.6021 | 2004-06-04 23:05 | 42.5641 | 2004-06-04 23:05 | 2723.7
[8 empty] | 2004-06-04 23:10 | 23.5137 | 2004-06-04 23:10 | 42.235 | 2004-06-04 23:10 | 2645.35
[8 empty] | 2004-06-04 23:15 | 23.4696 | 2004-06-04 23:15 | 41.9251 | 2004-06-04 23:15 | 2594.44
[8 empty] | 2004-06-04 23:20 | 23.4428 | 2004-06-04 23:20 | 41.6744 | 2004-06-04 23:20 | 2558.98
[8 empty] | 2004-06-04 23:25 | 23.4232 | 2004-06-04 23:25 | 41.4841 | 2004-06-04 23:25 | 2532.95
[8 empty] | 2004-06-04 23:30 | 23.4071 | 2004-06-04 23:30 | 41.345 | 2004-06-04 23:30 | 2513.23
[8 empty] | 2004-06-04 23:35 | 23.3932 | 2004-06-04 23:35 | 41.2457 | 2004-06-04 23:35 | 2498.01
[8 empty] | 2004-06-04 23:40 | 23.3807 | 2004-06-04 23:40 | 41.1774 | 2004-06-04 23:40 | 2486.12
[8 empty] | 2004-06-04 23:45 | 23.3691 | 2004-06-04 23:45 | 41.1328 | 2004-06-04 23:45 | 2476.7
[8 empty] | 2004-06-04 23:50 | 23.3584 | 2004-06-04 23:50 | 41.1055 | 2004-06-04 23:50 | 2469.14
[8 empty] | 2004-06-04 23:55 | 23.3484 | 2004-06-04 23:55 | 41.0912 | 2004-06-04 23:55 | 2463.01
[8 empty] | 2004-06-05 | 23.6404 | 2004-06-05 | 40.3538 | 2004-06-05 | 2473.41
[8 empty] | 2004-06-05 00:05 | 23.8563 | 2004-06-05 00:05 | 39.8264 | 2004-06-05 00:05 | 2508.83
[8 empty] | 2004-06-05 00:10 | 23.9174 | 2004-06-05 00:10 | 39.6893 | 2004-06-05 00:10 | 2528.55
[8 empty] | 2004-06-05 00:15 | 23.9446 | 2004-06-05 00:15 | 39.6366 | 2004-06-05 00:15 | 2537.05
[8 empty] | 2004-06-05 00:20 | 23.9579 | 2004-06-05 00:20 | 39.6173 | 2004-06-05 00:20 | 2540.77
[8 empty] | 2004-06-05 00:25 | 23.9655 | 2004-06-05 00:25 | 39.6115 | 2004-06-05 00:25 | 2542.5
[8 empty] | 2004-06-05 00:30 | 23.9704 | 2004-06-05 00:30 | 39.6116 | 2004-06-05 00:30 | 2543.37
[8 empty] | 2004-06-05 00:35 | 23.9739 | 2004-06-05 00:35 | 39.6144 | 2004-06-05 00:35 | 2543.81
[8 empty] | 2004-06-05 00:40 | 23.9767 | 2004-06-05 00:40 | 39.6187 | 2004-06-05 00:40 | 2544.02
[8 empty] | 2004-06-05 00:45 | 23.9789 | 2004-06-05 00:45 | 39.6236 | 2004-06-05 00:45 | 2544.08
[8 empty] | 2004-06-05 00:50 | 23.9808 | 2004-06-05 00:50 | 39.6291 | 2004-06-05 00:50 | 2544.05
[8 empty] | 2004-06-05 00:55 | 23.9824 | 2004-06-05 00:55 | 39.6349 | 2004-06-05 00:55 | 2543.95
[8 empty] | 2004-06-05 01:00 | 23.9818 | 2004-06-05 01:00 | 39.6393 | 2004-06-05 01:00 | 2547.07
[8 empty] | 2004-06-05 01:05 | 23.9801 | 2004-06-05 01:05 | 39.6411 | 2004-06-05 01:05 | 2549.4
[8 empty] | 2004-06-05 01:10 | 23.978 | 2004-06-05 01:10 | 39.6401 | 2004-06-05 01:10 | 2551.23
[8 empty] | 2004-06-05 01:15 | 23.9755 | 2004-06-05 01:15 | 39.6369 | 2004-06-05 01:15 | 2552.7
[8 empty] | 2004-06-05 01:20 | 23.9728 | 2004-06-05 01:20 | 39.632 | 2004-06-05 01:20 | 2553.92
[8 empty] | 2004-06-05 01:25 | 23.9699 | 2004-06-05 01:25 | 39.6258 | 2004-06-05 01:25 | 2554.95
[8 empty] | 2004-06-05 01:30 | 23.967 | 2004-06-05 01:30 | 39.6187 | 2004-06-05 01:30 | 2555.83
[8 empty] | 2004-06-05 01:35 | 23.9639 | 2004-06-05 01:35 | 39.6108 | 2004-06-05 01:35 | 2556.61
[8 empty] | 2004-06-05 01:40 | 23.9607 | 2004-06-05 01:40 | 39.6025 | 2004-06-05 01:40 | 2557.3
[8 empty] | 2004-06-05 01:45 | 23.9574 | 2004-06-05 01:45 | 39.5939 | 2004-06-05 01:45 | 2557.91
[8 empty] | 2004-06-05 01:50 | 23.9541 | 2004-06-05 01:50 | 39.5851 | 2004-06-05 01:50 | 2558.48
[8 empty] | 2004-06-05 01:55 | 23.9507 | 2004-06-05 01:55 | 39.5761 | 2004-06-05 01:55 | 2559
[8 empty] | 2004-06-05 02:00 | 23.9484 | 2004-06-05 02:00 | 39.5681 | 2004-06-05 02:00 | 2557.57
[8 empty] | 2004-06-05 02:05 | 23.9465 | 2004-06-05 02:05 | 39.5618 | 2004-06-05 02:05 | 2556.56
[8 empty] | 2004-06-05 02:10 | 23.9448 | 2004-06-05 02:10 | 39.5572 | 2004-06-05 02:10 | 2555.8
[8 empty] | 2004-06-05 02:15 | 23.9432 | 2004-06-05 02:15 | 39.554 | 2004-06-05 02:15 | 2555.21
[8 empty] | 2004-06-05 02:20 | 23.9416 | 2004-06-05 02:20 | 39.5519 | 2004-06-05 02:20 | 2554.74
[8 empty] | 2004-06-05 02:25 | 23.94 | 2004-06-05 02:25 | 39.5508 | 2004-06-05 02:25 | 2554.35
[8 empty] | 2004-06-05 02:30 | 23.9384 | 2004-06-05 02:30 | 39.5503 | 2004-06-05 02:30 | 2554.03
[8 empty] | 2004-06-05 02:35 | 23.9368 | 2004-06-05 02:35 | 39.5503 | 2004-06-05 02:35 | 2553.76
[8 empty] | 2004-06-05 02:40 | 23.9351 | 2004-06-05 02:40 | 39.5507 | 2004-06-05 02:40 | 2553.52
[8 empty] | 2004-06-05 02:45 | 23.9335 | 2004-06-05 02:45 | 39.5514 | 2004-06-05 02:45 | 2553.31
[8 empty] | 2004-06-05 02:50 | 23.9318 | 2004-06-05 02:50 | 39.5523 | 2004-06-05 02:50 | 2553.12
[8 empty] | 2004-06-05 02:55 | 23.9302 | 2004-06-05 02:55 | 39.5534 | 2004-06-05 02:55 | 2552.95
[8 empty] | 2004-06-05 03:00 | 23.9298 | 2004-06-05 03:00 | 39.5556 | 2004-06-05 03:00 | 2550.64
[8 empty] | 2004-06-05 03:05 | 23.9301 | 2004-06-05 03:05 | 39.5598 | 2004-06-05 03:05 | 2548.83
[8 empty] | 2004-06-05 03:10 | 23.9305 | 2004-06-05 03:10 | 39.5658 | 2004-06-05 03:10 | 2547.31
[8 empty] | 2004-06-05 03:15 | 23.9311 | 2004-06-05 03:15 | 39.5735 | 2004-06-05 03:15 | 2546.01
[8 empty] | 2004-06-05 03:20 | 23.9318 | 2004-06-05 03:20 | 39.5825 | 2004-06-05 03:20 | 2544.85
[8 empty] | 2004-06-05 03:25 | 23.9325 | 2004-06-05 03:25 | 39.5924 | 2004-06-05 03:25 | 2543.8
[8 empty] | 2004-06-05 03:30 | 23.9333 | 2004-06-05 03:30 | 39.603 | 2004-06-05 03:30 | 2542.83
[8 empty] | 2004-06-05 03:35 | 23.9341 | 2004-06-05 03:35 | 39.6142 | 2004-06-05 03:35 | 2541.92
[8 empty] | 2004-06-05 03:40 | 23.9349 | 2004-06-05 03:40 | 39.6258 | 2004-06-05 03:40 | 2541.06
[8 empty] | 2004-06-05 03:45 | 23.9358 | 2004-06-05 03:45 | 39.6377 | 2004-06-05 03:45 | 2540.24
[8 empty] | 2004-06-05 03:50 | 23.9367 | 2004-06-05 03:50 | 39.6498 | 2004-06-05 03:50 | 2539.44
[8 empty] | 2004-06-05 03:55 | 23.9376 | 2004-06-05 03:55 | 39.6621 | 2004-06-05 03:55 | 2538.67
[8 empty] | 2004-06-05 04:00 | 23.954 | 2004-06-05 04:00 | 39.6396 | 2004-06-05 04:00 | 2536.83
[8 empty] | 2004-06-05 04:05 | 23.962 | 2004-06-05 04:05 | 39.6397 | 2004-06-05 04:05 | 2537.42
[8 empty] | 2004-06-05 04:10 | 23.9669 | 2004-06-05 04:10 | 39.6488 | 2004-06-05 04:10 | 2536.95
[8 empty] | 2004-06-05 04:15 | 23.9704 | 2004-06-05 04:15 | 39.662 | 2004-06-05 04:15 | 2536.11
[8 empty] | 2004-06-05 04:20 | 23.9735 | 2004-06-05 04:20 | 39.6771 | 2004-06-05 04:20 | 2535.16
[8 empty] | 2004-06-05 04:25 | 23.9763 | 2004-06-05 04:25 | 39.6931 | 2004-06-05 04:25 | 2534.16
[8 empty] | 2004-06-05 04:30 | 23.979 | 2004-06-05 04:30 | 39.7097 | 2004-06-05 04:30 | 2533.18
[8 empty] | 2004-06-05 04:35 | 23.9817 | 2004-06-05 04:35 | 39.7266 | 2004-06-05 04:35 | 2532.2
[8 empty] | 2004-06-05 04:40 | 23.9844 | 2004-06-05 04:40 | 39.7437 | 2004-06-05 04:40 | 2531.23
[8 empty] | 2004-06-05 04:45 | 23.9871 | 2004-06-05 04:45 | 39.7609 | 2004-06-05 04:45 | 2530.28
[8 empty] | 2004-06-05 04:50 | 23.9898 | 2004-06-05 04:50 | 39.7782 | 2004-06-05 04:50 | 2529.34
[8 empty] | 2004-06-05 04:55 | 23.9925 | 2004-06-05 04:55 | 39.7956 | 2004-06-05 04:55 | 2528.4
[8 empty] | 2004-06-05 05:00 | 23.9925 | 2004-06-05 05:00 | 39.8109 | 2004-06-05 05:00 | 2531.71
[8 empty] | 2004-06-05 05:05 | 23.9915 | 2004-06-05 05:05 | 39.8225 | 2004-06-05 05:05 | 2534.07
[8 empty] | 2004-06-05 05:10 | 23.99 | 2004-06-05 05:10 | 39.8304 | 2004-06-05 05:10 | 2535.83
[8 empty] | 2004-06-05 05:15 | 23.9883 | 2004-06-05 05:15 | 39.8351 | 2004-06-05 05:15 | 2537.19
[8 empty] | 2004-06-05 05:20 | 23.9864 | 2004-06-05 05:20 | 39.8375 | 2004-06-05 05:20 | 2538.25
[8 empty] | 2004-06-05 05:25 | 23.9844 | 2004-06-05 05:25 | 39.8379 | 2004-06-05 05:25 | 2539.1
[8 empty] | 2004-06-05 05:30 | 23.9823 | 2004-06-05 05:30 | 39.8369 | 2004-06-05 05:30 | 2539.8
[8 empty] | 2004-06-05 05:35 | 23.9802 | 2004-06-05 05:35 | 39.8348 | 2004-06-05 05:35 | 2540.37
[8 empty] | 2004-06-05 05:40 | 23.978 | 2004-06-05 05:40 | 39.832 | 2004-06-05 05:40 | 2540.86
[8 empty] | 2004-06-05 05:45 | 23.9758 | 2004-06-05 05:45 | 39.8285 | 2004-06-05 05:45 | 2541.27
[8 empty] | 2004-06-05 05:50 | 23.9736 | 2004-06-05 05:50 | 39.8246 | 2004-06-05 05:50 | 2541.63
[8 empty] | 2004-06-05 05:55 | 23.9714 | 2004-06-05 05:55 | 39.8204 | 2004-06-05 05:55 | 2541.95
[8 empty] | 2004-06-05 06:00 | 24.0324 | 2004-06-05 06:00 | 39.6784 | 2004-06-05 06:00 | 2536.08
[8 empty] | 2004-06-05 06:05 | 24.0603 | 2004-06-05 06:05 | 39.6275 | 2004-06-05 06:05 | 2540.37
[8 empty] | 2004-06-05 06:10 | 24.0757 | 2004-06-05 06:10 | 39.6135 | 2004-06-05 06:10 | 2540.57
[8 empty] | 2004-06-05 06:15 | 24.0858 | 2004-06-05 06:15 | 39.617 | 2004-06-05 06:15 | 2539.42
[8 empty] | 2004-06-05 06:20 | 24.0937 | 2004-06-05 06:20 | 39.6292 | 2004-06-05 06:20 | 2537.79
[8 empty] | 2004-06-05 06:25 | 24.1007 | 2004-06-05 06:25 | 39.6461 | 2004-06-05 06:25 | 2536.06
[8 empty] | 2004-06-05 06:30 | 24.1074 | 2004-06-05 06:30 | 39.6642 | 2004-06-05 06:30 | 2534.35
[8 empty] | 2004-06-05 06:35 | 24.1139 | 2004-06-05 06:35 | 39.6847 | 2004-06-05 06:35 | 2532.59
[8 empty] | 2004-06-05 06:40 | 24.1203 | 2004-06-05 06:40 | 39.7068 | 2004-06-05 06:40 | 2530.9
[8 empty] | 2004-06-05 06:45 | 24.1267 | 2004-06-05 06:45 | 39.73 | 2004-06-05 06:45 | 2529.28
[8 empty] | 2004-06-05 06:50 | 24.133 | 2004-06-05 06:50 | 39.7542 | 2004-06-05 06:50 | 2527.69
[8 empty] | 2004-06-05 06:55 | 24.1394 | 2004-06-05 06:55 | 39.779 | 2004-06-05 06:55 | 2526.15
[8 empty] | 2004-06-05 07:00 | 24.1461 | 2004-06-05 07:00 | 39.8044 | 2004-06-05 07:00 | 2524.11
[8 empty] | 2004-06-05 07:05 | 24.1531 | 2004-06-05 07:05 | 39.8305 | 2004-06-05 07:05 | 2522.2
[8 empty] | 2004-06-05 07:10 | 24.1601 | 2004-06-05 07:10 | 39.8574 | 2004-06-05 07:10 | 2520.36
[8 empty] | 2004-06-05 07:15 | 24.1673 | 2004-06-05 07:15 | 39.8848 | 2004-06-05 07:15 | 2518.58
[8 empty] | 2004-06-05 07:20 | 24.1745 | 2004-06-05 07:20 | 39.9128 | 2004-06-05 07:20 | 2516.83
[8 empty] | 2004-06-05 07:25 | 24.1817 | 2004-06-05 07:25 | 39.9412 | 2004-06-05 07:25 | 2515.1
[8 empty] | 2004-06-05 07:30 | 24.189 | 2004-06-05 07:30 | 39.97 | 2004-06-05 07:30 | 2513.39
[8 empty] | 2004-06-05 07:35 | 24.1964 | 2004-06-05 07:35 | 39.9991 | 2004-06-05 07:35 | 2511.69
[8 empty] | 2004-06-05 07:40 | 24.2039 | 2004-06-05 07:40 | 40.0285 | 2004-06-05 07:40 | 2509.99
[8 empty] | 2004-06-05 07:45 | 24.2113 | 2004-06-05 07:45 | 40.0581 | 2004-06-05 07:45 | 2508.3
[8 empty] | 2004-06-05 07:50 | 24.2189 | 2004-06-05 07:50 | 40.088 | 2004-06-05 07:50 | 2506.6
[8 empty] | 2004-06-05 07:55 | 24.2265 | 2004-06-05 07:55 | 40.118 | 2004-06-05 07:55 | 2504.91
[8 empty] | 2004-06-05 08:00 | 24.2275 | 2004-06-05 08:00 | 40.1433 | 2004-06-05 08:00 | 2513.95
[8 empty] | 2004-06-05 08:05 | 24.2255 | 2004-06-05 08:05 | 40.1594 | 2004-06-05 08:05 | 2520.67
[8 empty] | 2004-06-05 08:10 | 24.2222 | 2004-06-05 08:10 | 40.1665 | 2004-06-05 08:10 | 2525.95
[8 empty] | 2004-06-05 08:15 | 24.2181 | 2004-06-05 08:15 | 40.1658 | 2004-06-05 08:15 | 2530.24
[8 empty] | 2004-06-05 08:20 | 24.2135 | 2004-06-05 08:20 | 40.1588 | 2004-06-05 08:20 | 2533.85
[8 empty] | 2004-06-05 08:25 | 24.2086 | 2004-06-05 08:25 | 40.1469 | 2004-06-05 08:25 | 2536.96
[8 empty] | 2004-06-05 08:30 | 24.2034 | 2004-06-05 08:30 | 40.1311 | 2004-06-05 08:30 | 2539.7
[8 empty] | 2004-06-05 08:35 | 24.198 | 2004-06-05 08:35 | 40.1122 | 2004-06-05 08:35 | 2542.17
[8 empty] | 2004-06-05 08:40 | 24.1923 | 2004-06-05 08:40 | 40.091 | 2004-06-05 08:40 | 2544.44
[8 empty] | 2004-06-05 08:45 | 24.1864 | 2004-06-05 08:45 | 40.0679 | 2004-06-05 08:45 | 2546.57
[8 empty] | 2004-06-05 08:50 | 24.1804 | 2004-06-05 08:50 | 40.0434 | 2004-06-05 08:50 | 2548.58
[8 empty] | 2004-06-05 08:55 | 24.1741 | 2004-06-05 08:55 | 40.0177 | 2004-06-05 08:55 | 2550.51
[8 empty] | 2004-06-05 09:00 | 24.1709 | 2004-06-05 09:00 | 39.9934 | 2004-06-05 09:00 | 2547.24
[8 empty] | 2004-06-05 09:05 | 24.1689 | 2004-06-05 09:05 | 39.9728 | 2004-06-05 09:05 | 2545.04
[8 empty] | 2004-06-05 09:10 | 24.1674 | 2004-06-05 09:10 | 39.956 | 2004-06-05 09:10 | 2543.53
[8 empty] | 2004-06-05 09:15 | 24.1661 | 2004-06-05 09:15 | 39.9424 | 2004-06-05 09:15 | 2542.47
[8 empty] | 2004-06-05 09:20 | 24.1649 | 2004-06-05 09:20 | 39.9314 | 2004-06-05 09:20 | 2541.74
[8 empty] | 2004-06-05 09:25 | 24.1637 | 2004-06-05 09:25 | 39.9223 | 2004-06-05 09:25 | 2541.25
[8 empty] | 2004-06-05 09:30 | 24.1625 | 2004-06-05 09:30 | 39.9146 | 2004-06-05 09:30 | 2540.94
[8 empty] | 2004-06-05 09:35 | 24.1613 | 2004-06-05 09:35 | 39.908 | 2004-06-05 09:35 | 2540.76
[8 empty] | 2004-06-05 09:40 | 24.1601 | 2004-06-05 09:40 | 39.9021 | 2004-06-05 09:40 | 2540.69
[8 empty] | 2004-06-05 09:45 | 24.1588 | 2004-06-05 09:45 | 39.8965 | 2004-06-05 09:45 | 2540.71
[8 empty] | 2004-06-05 09:50 | 24.1575 | 2004-06-05 09:50 | 39.8914 | 2004-06-05 09:50 | 2540.79
[8 empty] | 2004-06-05 09:55 | 24.1562 | 2004-06-05 09:55 | 39.8863 | 2004-06-05 09:55 | 2540.92
[8 empty] | 2004-06-05 10:00 | 24.1549 | 2004-06-05 10:00 | 39.8813 | 2004-06-05 10:00 | 2541.11
[8 empty] | 2004-06-05 10:05 | 24.1535 | 2004-06-05 10:05 | 39.8764 | 2004-06-05 10:05 | 2541.32
[8 empty] | 2004-06-05 10:10 | 24.1521 | 2004-06-05 10:10 | 39.8714 | 2004-06-05 10:10 | 2541.55
[8 empty] | 2004-06-05 10:15 | 24.1507 | 2004-06-05 10:15 | 39.8663 | 2004-06-05 10:15 | 2541.8
[8 empty] | 2004-06-05 10:20 | 24.1493 | 2004-06-05 10:20 | 39.8612 | 2004-06-05 10:20 | 2542.06
[8 empty] | 2004-06-05 10:25 | 24.1478 | 2004-06-05 10:25 | 39.8559 | 2004-06-05 10:25 | 2542.33
[8 empty] | 2004-06-05 10:30 | 24.1463 | 2004-06-05 10:30 | 39.8504 | 2004-06-05 10:30 | 2542.62
[8 empty] | 2004-06-05 10:35 | 24.1448 | 2004-06-05 10:35 | 39.8448 | 2004-06-05 10:35 | 2542.92
[8 empty] | 2004-06-05 10:40 | 24.1433 | 2004-06-05 10:40 | 39.839 | 2004-06-05 10:40 | 2543.24
[8 empty] | 2004-06-05 10:45 | 24.1417 | 2004-06-05 10:45 | 39.8332 | 2004-06-05 10:45 | 2543.57
[8 empty] | 2004-06-05 10:50 | 24.1401 | 2004-06-05 10:50 | 39.8271 | 2004-06-05 10:50 | 2543.9
[8 empty] | 2004-06-05 10:55 | 24.1385 | 2004-06-05 10:55 | 39.8208 | 2004-06-05 10:55 | 2544.25
[8 empty] | 2004-06-05 11:00 | 24.3236 | 2004-06-05 11:00 | 38.832 | 2004-06-05 11:00 | 2542.54
[8 empty] | 2004-06-05 11:05 | 24.4041 | 2004-06-05 11:05 | 38.2415 | 2004-06-05 11:05 | 2530.9
[8 empty] | 2004-06-05 11:10 | 24.4427 | 2004-06-05 11:10 | 37.8542 | 2004-06-05 11:10 | 2513.86
[8 empty] | 2004-06-05 11:15 | 24.4624 | 2004-06-05 11:15 | 37.5874 | 2004-06-05 11:15 | 2497.91
[8 empty] | 2004-06-05 11:20 | 24.4738 | 2004-06-05 11:20 | 37.3966 | 2004-06-05 11:20 | 2484.55
[8 empty] | 2004-06-05 11:25 | 24.4813 | 2004-06-05 11:25 | 37.2571 | 2004-06-05 11:25 | 2473.95
[8 empty] | 2004-06-05 11:30 | 24.4869 | 2004-06-05 11:30 | 37.1536 | 2004-06-05 11:30 | 2465.78
[8 empty] | 2004-06-05 11:35 | 24.4916 | 2004-06-05 11:35 | 37.0761 | 2004-06-05 11:35 | 2459.57
[8 empty] | 2004-06-05 11:40 | 24.4959 | 2004-06-05 11:40 | 37.0177 | 2004-06-05 11:40 | 2454.91
[8 empty] | 2004-06-05 11:45 | 24.4998 | 2004-06-05 11:45 | 36.9733 | 2004-06-05 11:45 | 2451.45
[8 empty] | 2004-06-05 11:50 | 24.5035 | 2004-06-05 11:50 | 36.9395 | 2004-06-05 11:50 | 2448.89
[8 empty] | 2004-06-05 11:55 | 24.507 | 2004-06-05 11:55 | 36.9137 | 2004-06-05 11:55 | 2447.03
[8 empty] | 2004-06-05 12:00 | 24.5102 | 2004-06-05 12:00 | 36.8936 | 2004-06-05 12:00 | 2446.04
[8 empty] | 2004-06-05 12:05 | 24.5132 | 2004-06-05 12:05 | 36.8777 | 2004-06-05 12:05 | 2445.35
[8 empty] | 2004-06-05 12:10 | 24.516 | 2004-06-05 12:10 | 36.8649 | 2004-06-05 12:10 | 2444.91
[8 empty] | 2004-06-05 12:15 | 24.5187 | 2004-06-05 12:15 | 36.8544 | 2004-06-05 12:15 | 2444.64
[8 empty] | 2004-06-05 12:20 | 24.5214 | 2004-06-05 12:20 | 36.8456 | 2004-06-05 12:20 | 2444.51
[8 empty] | 2004-06-05 12:25 | 24.524 | 2004-06-05 12:25 | 36.8382 | 2004-06-05 12:25 | 2444.48
[8 empty] | 2004-06-05 12:30 | 24.5265 | 2004-06-05 12:30 | 36.8316 | 2004-06-05 12:30 | 2444.53
[8 empty] | 2004-06-05 12:35 | 24.529 | 2004-06-05 12:35 | 36.8259 | 2004-06-05 12:35 | 2444.65
[8 empty] | 2004-06-05 12:40 | 24.5314 | 2004-06-05 12:40 | 36.8206 | 2004-06-05 12:40 | 2444.8
[8 empty] | 2004-06-05 12:45 | 24.5338 | 2004-06-05 12:45 | 36.8158 | 2004-06-05 12:45 | 2444.99
[8 empty] | 2004-06-05 12:50 | 24.5362 | 2004-06-05 12:50 | 36.8112 | 2004-06-05 12:50 | 2445.2
[8 empty] | 2004-06-05 12:55 | 24.5386 | 2004-06-05 12:55 | 36.8069 | 2004-06-05 12:55 | 2445.43
[8 empty] | 2004-06-05 13:00 | 24.5489 | 2004-06-05 13:00 | 36.8102 | 2004-06-05 13:00 | 2433.11
[8 empty] | 2004-06-05 13:05 | 24.5628 | 2004-06-05 13:05 | 36.8242 | 2004-06-05 13:05 | 2423.55
[8 empty] | 2004-06-05 13:10 | 24.5786 | 2004-06-05 13:10 | 36.8488 | 2004-06-05 13:10 | 2415.73
[8 empty] | 2004-06-05 13:15 | 24.5954 | 2004-06-05 13:15 | 36.8822 | 2004-06-05 13:15 | 2409.07
[8 empty] | 2004-06-05 13:20 | 24.6128 | 2004-06-05 13:20 | 36.9228 | 2004-06-05 13:20 | 2403.24
[8 empty] | 2004-06-05 13:25 | 24.6308 | 2004-06-05 13:25 | 36.9691 | 2004-06-05 13:25 | 2398
[8 empty] | 2004-06-05 13:30 | 24.6491 | 2004-06-05 13:30 | 37.0198 | 2004-06-05 13:30 | 2393.2
[8 empty] | 2004-06-05 13:35 | 24.6678 | 2004-06-05 13:35 | 37.0739 | 2004-06-05 13:35 | 2388.72
[8 empty] | 2004-06-05 13:40 | 24.6868 | 2004-06-05 13:40 | 37.1306 | 2004-06-05 13:40 | 2384.47
[8 empty] | 2004-06-05 13:45 | 24.7062 | 2004-06-05 13:45 | 37.1893 | 2004-06-05 13:45 | 2380.41
[8 empty] | 2004-06-05 13:50 | 24.726 | 2004-06-05 13:50 | 37.2495 | 2004-06-05 13:50 | 2376.49
[8 empty] | 2004-06-05 13:55 | 24.746 | 2004-06-05 13:55 | 37.3111 | 2004-06-05 13:55 | 2372.67
[8 empty] | 2004-06-05 14:00 | 24.7969 | 2004-06-05 14:00 | 37.9551 | 2004-06-05 14:00 | 2368.29
[8 empty] | 2004-06-05 14:05 | 24.8331 | 2004-06-05 14:05 | 38.474 | 2004-06-05 14:05 | 2414.61
[8 empty] | 2004-06-05 14:10 | 24.8627 | 2004-06-05 14:10 | 38.8886 | 2004-06-05 14:10 | 2447.63
[8 empty] | 2004-06-05 14:15 | 24.8892 | 2004-06-05 14:15 | 39.2205 | 2004-06-05 14:15 | 2471.24
[8 empty] | 2004-06-05 14:20 | 24.9144 | 2004-06-05 14:20 | 39.4882 | 2004-06-05 14:20 | 2488.01
[8 empty] | 2004-06-05 14:25 | 24.939 | 2004-06-05 14:25 | 39.7067 | 2004-06-05 14:25 | 2499.74
[8 empty] | 2004-06-05 14:30 | 24.9632 | 2004-06-05 14:30 | 39.886 | 2004-06-05 14:30 | 2507.74
[8 empty] | 2004-06-05 14:35 | 24.9874 | 2004-06-05 14:35 | 40.0374 | 2004-06-05 14:35 | 2512.78
[8 empty] | 2004-06-05 14:40 | 25.0116 | 2004-06-05 14:40 | 40.1678 | 2004-06-05 14:40 | 2515.76
[8 empty] | 2004-06-05 14:45 | 25.036 | 2004-06-05 14:45 | 40.2824 | 2004-06-05 14:45 | 2517.21
[8 empty] | 2004-06-05 14:50 | 25.0604 | 2004-06-05 14:50 | 40.3851 | 2004-06-05 14:50 | 2517.49
[8 empty] | 2004-06-05 14:55 | 25.085 | 2004-06-05 14:55 | 40.4789 | 2004-06-05 14:55 | 2516.89
[8 empty] | 2004-06-05 15:00 | 24.7782 | 2004-06-05 15:00 | 41.3217 | 2004-06-05 15:00 | 2515.1
[8 empty] | 2004-06-05 15:05 | 24.5326 | 2004-06-05 15:05 | 42.0389 | 2004-06-05 15:05 | 2478.51
[8 empty] | 2004-06-05 15:10 | 24.4616 | 2004-06-05 15:10 | 42.273 | 2004-06-05 15:10 | 2457.79
[8 empty] | 2004-06-05 15:15 | 24.4308 | 2004-06-05 15:15 | 42.3936 | 2004-06-05 15:15 | 2448.96
[8 empty] | 2004-06-05 15:20 | 24.4168 | 2004-06-05 15:20 | 42.4641 | 2004-06-05 15:20 | 2445.14
[8 empty] | 2004-06-05 15:25 | 24.4111 | 2004-06-05 15:25 | 42.5115 | 2004-06-05 15:25 | 2441.89
[8 empty] | 2004-06-05 15:30 | 24.4102 | 2004-06-05 15:30 | 42.5487 | 2004-06-05 15:30 | 2438.14
[8 empty] | 2004-06-05 15:35 | 24.4124 | 2004-06-05 15:35 | 42.582 | 2004-06-05 15:35 | 2434.16
[8 empty] | 2004-06-05 15:40 | 24.4165 | 2004-06-05 15:40 | 42.6146 | 2004-06-05 15:40 | 2430.2
[8 empty] | 2004-06-05 15:45 | 24.4219 | 2004-06-05 15:45 | 42.6481 | 2004-06-05 15:45 | 2426.34
[8 empty] | 2004-06-05 15:50 | 24.4284 | 2004-06-05 15:50 | 42.6828 | 2004-06-05 15:50 | 2422.67
[8 empty] | 2004-06-05 15:55 | 24.4357 | 2004-06-05 15:55 | 42.7189 | 2004-06-05 15:55 | 2419.2
[8 empty] | 2004-06-05 16:00 | 24.7297 | 2004-06-05 16:00 | 41.7621 | 2004-06-05 16:00 | 2439.42
[8 empty] | 2004-06-05 16:05 | 24.9668 | 2004-06-05 16:05 | 40.9003 | 2004-06-05 16:05 | 2473.9
[8 empty] | 2004-06-05 16:10 | 25.0372 | 2004-06-05 16:10 | 40.5502 | 2004-06-05 16:10 | 2497.02
[8 empty] | 2004-06-05 16:15 | 25.0625 | 2004-06-05 16:15 | 40.3229 | 2004-06-05 16:15 | 2513.13
[8 empty] | 2004-06-05 16:20 | 25.0727 | 2004-06-05 16:20 | 40.1578 | 2004-06-05 16:20 | 2513.58
[8 empty] | 2004-06-05 16:25 | 25.0777 | 2004-06-05 16:25 | 40.0304 | 2004-06-05 16:25 | 2510.32
[8 empty] | 2004-06-05 16:30 | 25.0799 | 2004-06-05 16:30 | 39.9282 | 2004-06-05 16:30 | 2508.04
[8 empty] | 2004-06-05 16:35 | 25.0805 | 2004-06-05 16:35 | 39.8438 | 2004-06-05 16:35 | 2506.69
[8 empty] | 2004-06-05 16:40 | 25.0802 | 2004-06-05 16:40 | 39.7721 | 2004-06-05 16:40 | 2506.08
[8 empty] | 2004-06-05 16:45 | 25.0794 | 2004-06-05 16:45 | 39.7096 | 2004-06-05 16:45 | 2506.08
[8 empty] | 2004-06-05 16:50 | 25.0781 | 2004-06-05 16:50 | 39.6542 | 2004-06-05 16:50 | 2506.55
[8 empty] | 2004-06-05 16:55 | 25.0765 | 2004-06-05 16:55 | 39.6041 | 2004-06-05 16:55 | 2507.36
[8 empty] | 2004-06-05 17:00 | 25.0757 | 2004-06-05 17:00 | 39.56 | 2004-06-05 17:00 | 2506.96
[8 empty] | 2004-06-05 17:05 | 25.0749 | 2004-06-05 17:05 | 39.5199 | 2004-06-05 17:05 | 2507.23
[8 empty] | 2004-06-05 17:10 | 25.0741 | 2004-06-05 17:10 | 39.4833 | 2004-06-05 17:10 | 2507.83
[8 empty] | 2004-06-05 17:15 | 25.0733 | 2004-06-05 17:15 | 39.4494 | 2004-06-05 17:15 | 2508.68
[8 empty] | 2004-06-05 17:20 | 25.0722 | 2004-06-05 17:20 | 39.4178 | 2004-06-05 17:20 | 2509.71
[8 empty] | 2004-06-05 17:25 | 25.071 | 2004-06-05 17:25 | 39.388 | 2004-06-05 17:25 | 2510.84
[8 empty] | 2004-06-05 17:30 | 25.1798 | 2004-06-05 17:30 | 40.1743 | 2004-06-05 17:30 | 2512.05
[8 empty] | 2004-06-05 17:35 | 25.2321 | 2004-06-05 17:35 | 40.8326 | 2004-06-05 17:35 | 2607.25
[8 empty] | 2004-06-05 17:40 | 25.2587 | 2004-06-05 17:40 | 41.3542 | 2004-06-05 17:40 | 2675.71
[8 empty] | 2004-06-05 17:45 | 25.2728 | 2004-06-05 17:45 | 41.7559 | 2004-06-05 17:45 | 2726.16
[8 empty] | 2004-06-05 17:50 | 25.2808 | 2004-06-05 17:50 | 42.0588 | 2004-06-05 17:50 | 2763.89
[8 empty] | 2004-06-05 17:55 | 25.2857 | 2004-06-05 17:55 | 42.2835 | 2004-06-05 17:55 | 2792.44
[8 empty] | 2004-06-05 18:00 | 25.2915 | 2004-06-05 18:00 | 42.4483 | 2004-06-05 18:00 | 2810.05
[8 empty] | 2004-06-05 18:05 | 25.2976 | 2004-06-05 18:05 | 42.5696 | 2004-06-05 18:05 | 2823.63
[8 empty] | 2004-06-05 18:10 | 25.3035 | 2004-06-05 18:10 | 42.6586 | 2004-06-05 18:10 | 2834.1
[8 empty] | 2004-06-05 18:15 | 25.3094 | 2004-06-05 18:15 | 42.7235 | 2004-06-05 18:15 | 2842.19
[8 empty] | 2004-06-05 18:20 | 25.3149 | 2004-06-05 18:20 | 42.7706 | 2004-06-05 18:20 | 2848.47
[8 empty] | 2004-06-05 18:25 | 25.3203 | 2004-06-05 18:25 | 42.8045 | 2004-06-05 18:25 | 2853.37
[8 empty] | 2004-06-05 18:30 | 25.3255 | 2004-06-05 18:30 | 42.8283 | 2004-06-05 18:30 | 2857.23
[8 empty] | 2004-06-05 18:35 | 25.3304 | 2004-06-05 18:35 | 42.8448 | 2004-06-05 18:35 | 2860.3
[8 empty] | 2004-06-05 18:40 | 25.3352 | 2004-06-05 18:40 | 42.8559 | 2004-06-05 18:40 | 2862.75
[8 empty] | 2004-06-05 18:45 | 25.3398 | 2004-06-05 18:45 | 42.8628 | 2004-06-05 18:45 | 2864.74
[8 empty] | 2004-06-05 18:50 | 25.3442 | 2004-06-05 18:50 | 42.8668 | 2004-06-05 18:50 | 2866.38
[8 empty] | 2004-06-05 18:55 | 25.3485 | 2004-06-05 18:55 | 42.8687 | 2004-06-05 18:55 | 2867.74
[8 empty] | 2004-06-05 19:00 | 25.3499 | 2004-06-05 19:00 | 42.8682 | 2004-06-05 19:00 | 2872.93
[8 empty] | 2004-06-05 19:05 | 25.35 | 2004-06-05 19:05 | 42.8638 | 2004-06-05 19:05 | 2877.01
[8 empty] | 2004-06-05 19:10 | 25.3494 | 2004-06-05 19:10 | 42.8557 | 2004-06-05 19:10 | 2880.33
[8 empty] | 2004-06-05 19:15 | 25.3484 | 2004-06-05 19:15 | 42.8442 | 2004-06-05 19:15 | 2883.13
[8 empty] | 2004-06-05 19:20 | 25.3472 | 2004-06-05 19:20 | 42.8303 | 2004-06-05 19:20 | 2885.55
[8 empty] | 2004-06-05 19:25 | 25.3456 | 2004-06-05 19:25 | 42.8146 | 2004-06-05 19:25 | 2887.68
[8 empty] | 2004-06-05 19:30 | 25.344 | 2004-06-05 19:30 | 42.7974 | 2004-06-05 19:30 | 2889.59
[8 empty] | 2004-06-05 19:35 | 25.3422 | 2004-06-05 19:35 | 42.7793 | 2004-06-05 19:35 | 2891.33
[8 empty] | 2004-06-05 19:40 | 25.3402 | 2004-06-05 19:40 | 42.7606 | 2004-06-05 19:40 | 2892.93
[8 empty] | 2004-06-05 19:45 | 25.3381 | 2004-06-05 19:45 | 42.7415 | 2004-06-05 19:45 | 2894.43
[8 empty] | 2004-06-05 19:50 | 25.3358 | 2004-06-05 19:50 | 42.7221 | 2004-06-05 19:50 | 2895.84
[8 empty] | 2004-06-05 19:55 | 25.3335 | 2004-06-05 19:55 | 42.7027 | 2004-06-05 19:55 | 2897.18
[8 empty] | 2004-06-05 20:00 | 25.0521 | 2004-06-05 20:00 | 43.3969 | 2004-06-05 20:00 | 2899.15
[8 empty] | 2004-06-05 20:05 | 24.9307 | 2004-06-05 20:05 | 43.6615 | 2004-06-05 20:05 | 2860.04
[8 empty] | 2004-06-05 20:10 | 24.8736 | 2004-06-05 20:10 | 43.7551 | 2004-06-05 20:10 | 2842.76
[8 empty] | 2004-06-05 20:15 | 24.8441 | 2004-06-05 20:15 | 43.7781 | 2004-06-05 20:15 | 2834.54
[8 empty] | 2004-06-05 20:20 | 24.826 | 2004-06-05 20:20 | 43.7743 | 2004-06-05 20:20 | 2830.47
[8 empty] | 2004-06-05 20:25 | 24.8129 | 2004-06-05 20:25 | 43.7609 | 2004-06-05 20:25 | 2828.3
[8 empty] | 2004-06-05 20:30 | 24.8022 | 2004-06-05 20:30 | 43.7445 | 2004-06-05 20:30 | 2827.09
[8 empty] | 2004-06-05 20:35 | 24.7926 | 2004-06-05 20:35 | 43.7274 | 2004-06-05 20:35 | 2826.41
[8 empty] | 2004-06-05 20:40 | 24.7836 | 2004-06-05 20:40 | 43.7106 | 2004-06-05 20:40 | 2826.07
[8 empty] | 2004-06-05 20:45 | 24.7751 | 2004-06-05 20:45 | 43.6944 | 2004-06-05 20:45 | 2825.94
[8 empty] | 2004-06-05 20:50 | 24.7669 | 2004-06-05 20:50 | 43.6783 | 2004-06-05 20:50 | 2825.97
[8 empty] | 2004-06-05 20:55 | 24.759 | 2004-06-05 20:55 | 43.6627 | 2004-06-05 20:55 | 2826.13
[8 empty] | 2004-06-05 21:00 | 24.2882 | 2004-06-05 21:00 | 44.8888 | 2004-06-05 21:00 | 2786.81
[8 empty] | 2004-06-05 21:05 | 23.8519 | 2004-06-05 21:05 | 45.9828 | 2004-06-05 21:05 | 2728.29
[8 empty] | 2004-06-05 21:10 | 23.74 | 2004-06-05 21:10 | 46.2049 | 2004-06-05 21:10 | 2688.08
[8 empty] | 2004-06-05 21:15 | 23.6833 | 2004-06-05 21:15 | 46.2821 | 2004-06-05 21:15 | 2668.04
[8 empty] | 2004-06-05 21:20 | 23.6475 | 2004-06-05 21:20 | 46.3115 | 2004-06-05 21:20 | 2656.63
[8 empty] | 2004-06-05 21:25 | 23.6203 | 2004-06-05 21:25 | 46.3266 | 2004-06-05 21:25 | 2649
[8 empty] | 2004-06-05 21:30 | 24.0556 | 2004-06-05 21:30 | 45.0972 | 2004-06-05 21:30 | 2676.51
[8 empty] | 2004-06-05 21:35 | 24.451 | 2004-06-05 21:35 | 44.0285 | 2004-06-05 21:35 | 2730.53
[8 empty] | 2004-06-05 21:40 | 24.5474 | 2004-06-05 21:40 | 43.7926 | 2004-06-05 21:40 | 2766.79
[8 empty] | 2004-06-05 21:45 | 24.5876 | 2004-06-05 21:45 | 43.7038 | 2004-06-05 21:45 | 2784.45
[8 empty] | 2004-06-05 21:50 | 24.6051 | 2004-06-05 21:50 | 43.6695 | 2004-06-05 21:50 | 2793.8
[8 empty] | 2004-06-05 21:55 | 24.6128 | 2004-06-05 21:55 | 43.655 | 2004-06-05 21:55 | 2799.44
[8 empty] | 2004-06-05 22:00 | 24.6161 | 2004-06-05 22:00 | 43.6478 | 2004-06-05 22:00 | 2803.24
[8 empty] | 2004-06-05 22:05 | 24.6171 | 2004-06-05 22:05 | 43.6421 | 2004-06-05 22:05 | 2806.08
[8 empty] | 2004-06-05 22:10 | 24.617 | 2004-06-05 22:10 | 43.636 | 2004-06-05 22:10 | 2808.29
[8 empty] | 2004-06-05 22:15 | 24.6162 | 2004-06-05 22:15 | 43.6289 | 2004-06-05 22:15 | 2810.09
[8 empty] | 2004-06-05 22:20 | 24.6149 | 2004-06-05 22:20 | 43.6212 | 2004-06-05 22:20 | 2811.59
[8 empty] | 2004-06-05 22:25 | 24.6132 | 2004-06-05 22:25 | 43.6128 | 2004-06-05 22:25 | 2812.87
[8 empty] | 2004-06-05 22:30 | 24.6113 | 2004-06-05 22:30 | 43.6002 | 2004-06-05 22:30 | 2813.99
[8 empty] | 2004-06-05 22:35 | 24.6092 | 2004-06-05 22:35 | 43.5883 | 2004-06-05 22:35 | 2814.74
[8 empty] | 2004-06-05 22:40 | 24.6068 | 2004-06-05 22:40 | 43.5769 | 2004-06-05 22:40 | 2815.44
[8 empty] | 2004-06-05 22:45 | 24.6043 | 2004-06-05 22:45 | 43.5658 | 2004-06-05 22:45 | 2816.11
[8 empty] | 2004-06-05 22:50 | 24.6017 | 2004-06-05 22:50 | 43.5551 | 2004-06-05 22:50 | 2816.75
[8 empty] | 2004-06-05 22:55 | 24.5989 | 2004-06-05 22:55 | 43.5447 | 2004-06-05 22:55 | 2817.35
[8 empty] | 2004-06-05 23:00 | 24.1943 | 2004-06-05 23:00 | 43.8955 | 2004-06-05 23:00 | 2781.32
[8 empty] | 2004-06-05 23:05 | 23.881 | 2004-06-05 23:05 | 43.7585 | 2004-06-05 23:05 | 2686.1
[8 empty] | 2004-06-05 23:10 | 23.7838 | 2004-06-05 23:10 | 43.4269 | 2004-06-05 23:10 | 2609.86
[8 empty] | 2004-06-05 23:15 | 23.732 | 2004-06-05 23:15 | 43.1032 | 2004-06-05 23:15 | 2560.89
[8 empty] | 2004-06-05 23:20 | 23.6982 | 2004-06-05 23:20 | 42.8322 | 2004-06-05 23:20 | 2527.3
[8 empty] | 2004-06-05 23:25 | 23.672 | 2004-06-05 23:25 | 42.6177 | 2004-06-05 23:25 | 2503.05
[8 empty] | 2004-06-05 23:30 | 23.6495 | 2004-06-05 23:30 | 42.4521 | 2004-06-05 23:30 | 2485.04
[8 empty] | 2004-06-05 23:35 | 23.6292 | 2004-06-05 23:35 | 42.325 | 2004-06-05 23:35 | 2471.46
[8 empty] | 2004-06-05 23:40 | 23.6103 | 2004-06-05 23:40 | 42.228 | 2004-06-05 23:40 | 2461.14
[8 empty] | 2004-06-05 23:45 | 23.5923 | 2004-06-05 23:45 | 42.1541 | 2004-06-05 23:45 | 2453.25
[8 empty] | 2004-06-05 23:50 | 23.5752 | 2004-06-05 23:50 | 42.0973 | 2004-06-05 23:50 | 2447.17
[8 empty] | 2004-06-05 23:55 | 23.5588 | 2004-06-05 23:55 | 42.0534 | 2004-06-05 23:55 | 2442.49
Formulas:
Date/Time = [Date/Time, row above]+1/(24*12)

## Validasi 4
Tgl | Zone Mean Air Temperature FILLING B [C] | Zone Air Relative Humidity FILLING B [%] | Fan Coil Total Cooling Rate FILLING B FAN COIL [W] | RH | Temp | Tave EP | Rhave EP |  | RH meas | T meas
2021-04-06 | 23.6939 | 40.6616 | 2458.23 | 44.6 | 22.7 | 24.2337 | 40.002 | 2639.6463 | 45.1167 | 22.7698
2021-04-06 00:05 | 23.9116 | 40.1286 | 2492.79 | 44.3 | 22.7 |  |  |  | 5.1147 | -1.4639
2021-04-06 00:10 | 23.9742 | 39.991 | 2511.92 | 44.6 | 22.7 |  |  |  | 11.34% | -6.429%
2021-04-06 00:15 | 24.0026 | 39.94 | 2519.93 | 45.3 | 22.7 |  | 0.84763 | 3.3197
2021-04-06 00:20 | 24.0171 | 39.9238 | 2523.19 | 44.8 | 22.7
2021-04-06 00:25 | 24.0257 | 39.922 | 2524.51 | 45 | 22.7
2021-04-06 00:30 | 24.0316 | 39.9267 | 2524.98 | 44.7 | 22.7
2021-04-06 00:35 | 24.0361 | 39.9345 | 2525.06 | 44.5 | 22.7
2021-04-06 00:40 | 24.0398 | 39.944 | 2524.92 | 44.9 | 22.7 |  | EP | Measurement | selisih | Error | STDEV
2021-04-06 00:45 | 24.0431 | 39.9543 | 2524.65 | 44.8 | 22.8 | Average Temperature | 24.2337 | 22.7698 | -1.4639 | -6.429% | 0.84763
2021-04-06 00:50 | 24.046 | 39.9653 | 2524.31 | 44.4 | 22.7 | Average RH | 40.002 | 45.1167 | 5.1147 | 11.34% | 3.3197
2021-04-06 00:55 | 24.0486 | 39.9768 | 2523.9 | 45 | 22.7
2021-04-06 01:00 | 24.0485 | 39.9865 | 2527.67 | 44.8 | 22.7
2021-04-06 01:05 | 24.0471 | 39.9927 | 2530.45 | 45.1 | 22.7
2021-04-06 01:10 | 24.045 | 39.9956 | 2532.59 | 44.8 | 22.8
2021-04-06 01:15 | 24.0426 | 39.9955 | 2534.3 | 44.8 | 22.7
2021-04-06 01:20 | 24.04 | 39.9931 | 2535.7 | 43.9 | 22.7
2021-04-06 01:25 | 24.0372 | 39.9891 | 2536.86 | 43.9 | 22.7
2021-04-06 01:30 | 24.0343 | 39.9837 | 2537.85 | 44 | 22.7
2021-04-06 01:35 | 24.0312 | 39.9775 | 2538.7 | 44.2 | 22.7
2021-04-06 01:40 | 24.028 | 39.9705 | 2539.45 | 44.1 | 22.8
2021-04-06 01:45 | 24.0248 | 39.9631 | 2540.12 | 44.5 | 22.7
2021-04-06 01:50 | 24.0215 | 39.9554 | 2540.72 | 44.2 | 22.7
2021-04-06 01:55 | 24.0181 | 39.9475 | 2541.27 | 44.7 | 22.7
2021-04-06 02:00 | 24.0158 | 39.9402 | 2539.98 | 43.6 | 22.8
2021-04-06 02:05 | 24.0139 | 39.9345 | 2539.07 | 43.9 | 22.7
2021-04-06 02:10 | 24.0121 | 39.9303 | 2538.39 | 44 | 22.7
2021-04-06 02:15 | 24.0104 | 39.9274 | 2537.87 | 43.9 | 22.7
2021-04-06 02:20 | 24.0088 | 39.9256 | 2537.45 | 43.3 | 22.7
2021-04-06 02:25 | 24.0071 | 39.9246 | 2537.11 | 43.2 | 22.7
2021-04-06 02:30 | 24.0054 | 39.9242 | 2536.83 | 43.2 | 22.7
2021-04-06 02:35 | 24.0037 | 39.9243 | 2536.59 | 43.3 | 22.7
2021-04-06 02:40 | 24.0021 | 39.9248 | 2536.38 | 42.6 | 22.7
2021-04-06 02:45 | 24.0003 | 39.9255 | 2536.19 | 43.1 | 22.7
2021-04-06 02:50 | 23.9986 | 39.9265 | 2536.03 | 43.6 | 22.7
2021-04-06 02:55 | 23.9969 | 39.9276 | 2535.87 | 42.9 | 22.7
2021-04-06 03:00 | 23.9952 | 39.9289 | 2535.72 | 43.1 | 22.7
2021-04-06 03:05 | 23.9934 | 39.9303 | 2535.58 | 43.2 | 22.7
2021-04-06 03:10 | 23.9917 | 39.9317 | 2535.45 | 43.1 | 22.7
2021-04-06 03:15 | 23.9899 | 39.9332 | 2535.31 | 42.6 | 22.7
2021-04-06 03:20 | 23.9882 | 39.9347 | 2535.18 | 42.9 | 22.7
2021-04-06 03:25 | 23.9864 | 39.9363 | 2535.06 | 42.8 | 22.7
2021-04-06 03:30 | 23.9847 | 39.9379 | 2534.93 | 42.8 | 22.7
2021-04-06 03:35 | 23.9829 | 39.9395 | 2534.81 | 42.4 | 22.7
2021-04-06 03:40 | 23.9811 | 39.9411 | 2534.68 | 42.9 | 22.7
2021-04-06 03:45 | 23.9793 | 39.9428 | 2534.56 | 42.2 | 22.7
2021-04-06 03:50 | 23.9775 | 39.9444 | 2534.43 | 43.2 | 22.7
2021-04-06 03:55 | 23.9758 | 39.9461 | 2534.31 | 42.1 | 22.7
2021-04-06 04:00 | 23.9878 | 39.9113 | 2535.86 | 43.3 | 22.7
2021-04-06 04:05 | 23.9906 | 39.8966 | 2539.21 | 42.4 | 22.7
2021-04-06 04:10 | 23.99 | 39.8886 | 2541.08 | 43.5 | 22.7
2021-04-06 04:15 | 23.9879 | 39.8826 | 2542.31 | 43.2 | 22.7
2021-04-06 04:20 | 23.9851 | 39.877 | 2543.22 | 42 | 22.7
2021-04-06 04:25 | 23.982 | 39.8711 | 2543.94 | 42.9 | 22.7
2021-04-06 04:30 | 23.9787 | 39.8649 | 2544.55 | 43 | 22.7
2021-04-06 04:35 | 23.9754 | 39.8584 | 2545.09 | 42.8 | 22.7
2021-04-06 04:40 | 23.972 | 39.8516 | 2545.57 | 42.7 | 22.7
2021-04-06 04:45 | 23.9686 | 39.8446 | 2546.01 | 42.3 | 22.7
2021-04-06 04:50 | 23.9651 | 39.8374 | 2546.42 | 43.6 | 22.7
2021-04-06 04:55 | 23.9616 | 39.8302 | 2546.8 | 42.5 | 22.7
2021-04-06 05:00 | 23.9575 | 39.8225 | 2548.1 | 43.6 | 22.7
2021-04-06 05:05 | 23.9531 | 39.8139 | 2549.16 | 43.1 | 22.7
2021-04-06 05:10 | 23.9486 | 39.8044 | 2550.09 | 43.6 | 22.7
2021-04-06 05:15 | 23.9441 | 39.7943 | 2550.91 | 42.9 | 22.7
2021-04-06 05:20 | 23.9394 | 39.7836 | 2551.66 | 43.2 | 22.7
2021-04-06 05:25 | 23.9348 | 39.7726 | 2552.35 | 42.3 | 22.7
2021-04-06 05:30 | 23.9301 | 39.7613 | 2553 | 43.5 | 22.7
2021-04-06 05:35 | 23.9254 | 39.7498 | 2553.62 | 42.3 | 22.7
2021-04-06 05:40 | 23.9207 | 39.7382 | 2554.21 | 43 | 22.7
2021-04-06 05:45 | 23.916 | 39.7265 | 2554.78 | 42.6 | 22.7
2021-04-06 05:50 | 23.9112 | 39.7147 | 2555.34 | 43.7 | 22.7
2021-04-06 05:55 | 23.9065 | 39.7029 | 2555.88 | 43.1 | 22.7
2021-04-06 06:00 | 23.9636 | 39.5533 | 2552.18 | 43.3 | 22.7
2021-04-06 06:05 | 23.9871 | 39.493 | 2558.22 | 43.4 | 22.7
2021-04-06 06:10 | 23.9979 | 39.4679 | 2559.94 | 43.3 | 22.7
2021-04-06 06:15 | 24.0034 | 39.4588 | 2560.14 | 43.1 | 22.7
2021-04-06 06:20 | 24.0066 | 39.4573 | 2559.76 | 43.6 | 22.7
2021-04-06 06:25 | 24.0088 | 39.4596 | 2559.19 | 42.9 | 22.8
2021-04-06 06:30 | 24.0107 | 39.4624 | 2558.59 | 44.2 | 22.7
2021-04-06 06:35 | 24.0123 | 39.4671 | 2557.91 | 43.5 | 22.8
2021-04-06 06:40 | 24.0137 | 39.473 | 2557.27 | 43.5 | 22.8
2021-04-06 06:45 | 24.0151 | 39.4797 | 2556.67 | 43 | 22.8
2021-04-06 06:50 | 24.0164 | 39.487 | 2556.09 | 45.2 | 22.7
2021-04-06 06:55 | 24.0177 | 39.4948 | 2555.54 | 44.1 | 22.8
2021-04-06 07:00 | 24.0223 | 39.5054 | 2549.65 | 44.4 | 22.7
2021-04-06 07:05 | 24.0284 | 39.5209 | 2544.93 | 44.2 | 22.7
2021-04-06 07:10 | 24.0352 | 39.5413 | 2540.92 | 47.8 | 22.8
2021-04-06 07:15 | 24.0424 | 39.5659 | 2537.4 | 49.3 | 22.9
2021-04-06 07:20 | 24.0498 | 39.5937 | 2534.21 | 50.4 | 22.9
2021-04-06 07:25 | 24.0574 | 39.6243 | 2531.27 | 50.7 | 22.8
2021-04-06 07:30 | 24.0653 | 39.6569 | 2528.5 | 51.3 | 22.8
2021-04-06 07:35 | 24.0732 | 39.6911 | 2525.87 | 57.7 | 22.2
2021-04-06 07:40 | 24.0813 | 39.7267 | 2523.32 | 55.3 | 22.5
2021-04-06 07:45 | 24.0896 | 39.7633 | 2520.85 | 54.5 | 22.6
2021-04-06 07:50 | 24.098 | 39.8007 | 2518.42 | 55.3 | 22.6
2021-04-06 07:55 | 24.1066 | 39.8389 | 2516.03 | 56.6 | 22.7
2021-04-06 08:00 | 24.1126 | 39.8755 | 2517.9 | 57.9 | 22.7
2021-04-06 08:05 | 24.1177 | 39.9088 | 2518.91 | 56.9 | 22.7
2021-04-06 08:10 | 24.1222 | 39.9389 | 2519.38 | 54.3 | 22.7
2021-04-06 08:15 | 24.1266 | 39.9661 | 2519.49 | 51.7 | 22.7
2021-04-06 08:20 | 24.1308 | 39.991 | 2519.34 | 49.9 | 22.7
2021-04-06 08:25 | 24.1349 | 40.0142 | 2519.02 | 48.8 | 22.7
2021-04-06 08:30 | 24.1391 | 40.0359 | 2518.56 | 49.5 | 22.8
2021-04-06 08:35 | 24.1432 | 40.0566 | 2518 | 49.8 | 22.8
2021-04-06 08:40 | 24.1472 | 40.0764 | 2517.37 | 49.8 | 22.8
2021-04-06 08:45 | 24.1513 | 40.0956 | 2516.69 | 48.1 | 22.9
2021-04-06 08:50 | 24.1553 | 40.1143 | 2515.96 | 47.6 | 23
2021-04-06 08:55 | 24.1594 | 40.1326 | 2515.21 | 47.7 | 23.1
2021-04-06 09:00 | 24.1663 | 40.1527 | 2509.75 | 46.4 | 23.2
2021-04-06 09:05 | 24.1746 | 40.1767 | 2505.25 | 46.1 | 23.2
2021-04-06 09:10 | 24.1835 | 40.2045 | 2501.36 | 46.5 | 23
2021-04-06 09:15 | 24.1928 | 40.2357 | 2497.86 | 47.6 | 23
2021-04-06 09:20 | 24.2024 | 40.2696 | 2494.64 | 47.9 | 23
2021-04-06 09:25 | 24.2122 | 40.3057 | 2491.61 | 48.3 | 22.9
2021-04-06 09:30 | 24.2221 | 40.3435 | 2488.74 | 48.5 | 22.9
2021-04-06 09:35 | 24.2323 | 40.3827 | 2485.97 | 49 | 22.9
2021-04-06 09:40 | 24.2426 | 40.4231 | 2483.27 | 49.2 | 22.9
2021-04-06 09:45 | 24.253 | 40.4643 | 2480.63 | 47.7 | 23
2021-04-06 09:50 | 24.2637 | 40.5063 | 2478.02 | 46.9 | 23
2021-04-06 09:55 | 24.2745 | 40.5489 | 2475.44 | 47 | 23.1
2021-04-06 10:00 | 24.2745 | 40.5841 | 2490.4 | 46.3 | 23.1
2021-04-06 10:05 | 24.2698 | 40.6049 | 2501.58 | 46.2 | 23.2
2021-04-06 10:10 | 24.2628 | 40.6111 | 2510.41 | 45.5 | 23.2
2021-04-06 10:15 | 24.2546 | 40.6048 | 2517.64 | 45.4 | 23.1
2021-04-06 10:20 | 24.2456 | 40.5884 | 2523.74 | 45.4 | 23
2021-04-06 10:25 | 24.2361 | 40.564 | 2529.02 | 45.4 | 23
2021-04-06 10:30 | 24.2263 | 40.5332 | 2533.7 | 45.4 | 23
2021-04-06 10:35 | 24.2161 | 40.4976 | 2537.94 | 45.3 | 23
2021-04-06 10:40 | 24.2055 | 40.4582 | 2541.85 | 45.3 | 23
2021-04-06 10:45 | 24.1948 | 40.4158 | 2545.51 | 46.8 | 23
2021-04-06 10:50 | 24.1837 | 40.371 | 2549 | 45.6 | 22.9
2021-04-06 10:55 | 24.1725 | 40.324 | 2552.34 | 44.5 | 22.9
2021-04-06 11:00 | 24.3497 | 39.2888 | 2551.05 | 44.8 | 22.8
2021-04-06 11:05 | 24.4231 | 38.6551 | 2540.39 | 45.6 | 22.8
2021-04-06 11:10 | 24.4543 | 38.2277 | 2524.63 | 45.3 | 22.8
2021-04-06 11:15 | 24.4662 | 37.923 | 2510.1 | 44.5 | 22.8
2021-04-06 11:20 | 24.4694 | 37.696 | 2498.24 | 45 | 22.8
2021-04-06 11:25 | 24.4687 | 37.5211 | 2489.2 | 44.6 | 22.8
2021-04-06 11:30 | 24.4659 | 37.3828 | 2482.64 | 44.5 | 22.8
2021-04-06 11:35 | 24.4621 | 37.2708 | 2478.11 | 44.6 | 22.8
2021-04-06 11:40 | 24.4576 | 37.178 | 2475.17 | 44.4 | 22.8
2021-04-06 11:45 | 24.4527 | 37.0995 | 2473.47 | 44.4 | 22.8
2021-04-06 11:50 | 24.4475 | 37.0315 | 2472.71 | 44.4 | 22.8
2021-04-06 11:55 | 24.442 | 36.9714 | 2472.66 | 43.9 | 22.8
2021-04-06 12:00 | 24.4417 | 36.9214 | 2464.78 | 44.2 | 22.8
2021-04-06 12:05 | 24.4436 | 36.8829 | 2459.15 | 43.9 | 22.8
2021-04-06 12:10 | 24.4465 | 36.8545 | 2455 | 44 | 22.8
2021-04-06 12:15 | 24.45 | 36.8345 | 2451.87 | 43.8 | 22.8
2021-04-06 12:20 | 24.4536 | 36.8209 | 2449.47 | 43.6 | 22.8
2021-04-06 12:25 | 24.4575 | 36.8123 | 2447.61 | 43.3 | 22.8
2021-04-06 12:30 | 24.4614 | 36.8075 | 2446.15 | 43.5 | 22.8
2021-04-06 12:35 | 24.4655 | 36.8055 | 2444.99 | 42.8 | 22.8
2021-04-06 12:40 | 24.4696 | 36.8057 | 2444.06 | 43.7 | 22.8
2021-04-06 12:45 | 24.4737 | 36.8074 | 2443.3 | 43.1 | 22.8
2021-04-06 12:50 | 24.4779 | 36.8102 | 2442.67 | 43.4 | 22.8
2021-04-06 12:55 | 24.4822 | 36.8138 | 2442.15 | 42.5 | 22.8
2021-04-06 13:00 | 24.4855 | 36.8167 | 2443.35 | 43.6 | 22.8
2021-04-06 13:05 | 24.4883 | 36.8186 | 2444.23 | 42.8 | 22.8
2021-04-06 13:10 | 24.491 | 36.8195 | 2444.93 | 43.4 | 22.8
2021-04-06 13:15 | 24.4936 | 36.8194 | 2445.5 | 43.1 | 22.8
2021-04-06 13:20 | 24.4962 | 36.8185 | 2445.99 | 43.2 | 22.8
2021-04-06 13:25 | 24.4989 | 36.817 | 2446.43 | 43.4 | 22.8
2021-04-06 13:30 | 24.5015 | 36.815 | 2446.83 | 43.5 | 22.8
2021-04-06 13:35 | 24.5042 | 36.8125 | 2447.2 | 42.7 | 22.8
2021-04-06 13:40 | 24.507 | 36.8097 | 2447.55 | 42.5 | 22.8
2021-04-06 13:45 | 24.5097 | 36.8066 | 2447.89 | 43.4 | 22.7
2021-04-06 13:50 | 24.5125 | 36.8032 | 2448.23 | 43 | 22.7
2021-04-06 13:55 | 24.5154 | 36.7997 | 2448.56 | 45.3 | 22.7
2021-04-06 14:00 | 24.5491 | 37.3813 | 2449.36 | 43.8 | 22.8
2021-04-06 14:05 | 24.5665 | 37.8372 | 2500.48 | 43.9 | 22.7
2021-04-06 14:10 | 24.5768 | 38.1868 | 2537.97 | 42.8 | 22.7
2021-04-06 14:15 | 24.5838 | 38.4516 | 2565.88 | 44.8 | 22.7
2021-04-06 14:20 | 24.5892 | 38.6505 | 2586.85 | 46.7 | 22.8
2021-04-06 14:25 | 24.5939 | 38.7987 | 2602.72 | 47.4 | 22.8
2021-04-06 14:30 | 24.598 | 38.9075 | 2614.8 | 47.8 | 22.8
2021-04-06 14:35 | 24.602 | 38.9872 | 2623.94 | 48.1 | 22.8
2021-04-06 14:40 | 24.6058 | 39.0449 | 2630.99 | 48.8 | 22.8
2021-04-06 14:45 | 24.6096 | 39.0861 | 2636.46 | 49.5 | 22.8
2021-04-06 14:50 | 24.6133 | 39.1149 | 2640.74 | 46.5 | 22.8
2021-04-06 14:55 | 24.6169 | 39.1343 | 2644.13 | 46.3 | 22.7
2021-04-06 15:00 | 24.3075 | 39.8821 | 2630.52 | 45.3 | 22.7
2021-04-06 15:05 | 24.0672 | 40.4605 | 2591.03 | 45.9 | 22.7
2021-04-06 15:10 | 23.9974 | 40.618 | 2567.61 | 45.6 | 22.8
2021-04-06 15:15 | 23.9651 | 40.6834 | 2556.75 | 45.6 | 22.8
2021-04-06 15:20 | 23.948 | 40.7127 | 2551.32 | 45.6 | 22.7
2021-04-06 15:25 | 23.9374 | 40.7276 | 2548.21 | 45.9 | 22.7
2021-04-06 15:30 | 23.93 | 40.7365 | 2546.19 | 45.8 | 22.8
2021-04-06 15:35 | 23.9243 | 40.7425 | 2544.73 | 46 | 22.8
2021-04-06 15:40 | 23.9197 | 40.747 | 2543.63 | 45.8 | 22.8
2021-04-06 15:45 | 23.9157 | 40.7508 | 2542.76 | 45.9 | 22.8
2021-04-06 15:50 | 23.9124 | 40.7538 | 2542.04 | 45.7 | 22.7
2021-04-06 15:55 | 23.9095 | 40.7562 | 2541.47 | 46.1 | 22.7
2021-04-06 16:00 | 24.1956 | 39.8165 | 2551.01 | 45.9 | 22.8
2021-04-06 16:05 | 24.4209 | 38.9847 | 2572.77 | 45.8 | 22.8
2021-04-06 16:10 | 24.4918 | 38.6571 | 2580.03 | 46.6 | 22.8
2021-04-06 16:15 | 24.5268 | 38.4562 | 2579.67 | 47.2 | 22.8
2021-04-06 16:20 | 24.5461 | 38.3216 | 2576.97 | 46.9 | 22.8
2021-04-06 16:25 | 24.5584 | 38.2254 | 2574.09 | 47.5 | 22.8
2021-04-06 16:30 | 24.5673 | 38.1532 | 2571.72 | 47.2 | 22.8
2021-04-06 16:35 | 24.5745 | 38.0973 | 2570 | 46.4 | 22.8
2021-04-06 16:40 | 24.5806 | 38.0526 | 2568.86 | 46.5 | 22.7
2021-04-06 16:45 | 24.5861 | 38.0159 | 2568.22 | 46.3 | 22.8
2021-04-06 16:50 | 24.5912 | 37.9854 | 2567.96 | 46.7 | 22.8
2021-04-06 16:55 | 24.5959 | 37.9593 | 2568 | 47.1 | 22.8
2021-04-06 17:00 | 24.5995 | 37.9367 | 2569.65 | 46.6 | 22.8
2021-04-06 17:05 | 24.6024 | 37.9155 | 2571.2 | 46.8 | 22.8
2021-04-06 17:10 | 24.6049 | 37.8952 | 2572.65 | 46.6 | 22.8
2021-04-06 17:15 | 24.6071 | 37.8754 | 2574.03 | 46.6 | 22.8
2021-04-06 17:20 | 24.6091 | 37.856 | 2575.37 | 46.4 | 22.7
2021-04-06 17:25 | 24.6108 | 37.837 | 2576.66 | 46.4 | 22.8
2021-04-06 17:30 | 24.7254 | 38.6493 | 2577.92 | 46.3 | 22.8
2021-04-06 17:35 | 24.7786 | 39.3349 | 2672.83 | 46.3 | 22.8
2021-04-06 17:40 | 24.806 | 39.8786 | 2740.35 | 46.3 | 22.8
2021-04-06 17:45 | 24.8215 | 40.2971 | 2789.86 | 46 | 22.8
2021-04-06 17:50 | 24.8314 | 40.6129 | 2826.78 | 45.5 | 22.8
2021-04-06 17:55 | 24.8387 | 40.8477 | 2854.67 | 45.7 | 22.8
2021-04-06 18:00 | 24.8452 | 41.0202 | 2875.1 | 45.7 | 22.7
2021-04-06 18:05 | 24.8509 | 41.1458 | 2890.81 | 45.7 | 22.8
2021-04-06 18:10 | 24.8561 | 41.236 | 2902.95 | 45.6 | 22.8
2021-04-06 18:15 | 24.861 | 41.2995 | 2912.39 | 45.6 | 22.8
2021-04-06 18:20 | 24.8655 | 41.3432 | 2919.82 | 45.6 | 22.8
2021-04-06 18:25 | 24.8697 | 41.3721 | 2925.7 | 45.8 | 22.8
2021-04-06 18:30 | 24.8737 | 41.3898 | 2930.42 | 45.5 | 22.8
2021-04-06 18:35 | 24.8773 | 41.3992 | 2934.26 | 45.9 | 22.8
2021-04-06 18:40 | 24.8808 | 41.4026 | 2937.41 | 45.7 | 22.8
2021-04-06 18:45 | 24.884 | 41.4014 | 2940.05 | 45.6 | 22.8
2021-04-06 18:50 | 24.887 | 41.397 | 2942.3 | 45.4 | 22.7
2021-04-06 18:55 | 24.8897 | 41.3902 | 2944.23 | 45.6 | 22.7
2021-04-06 19:00 | 24.8929 | 41.382 | 2944.96 | 45.5 | 22.7
2021-04-06 19:05 | 24.8961 | 41.3735 | 2945.72 | 45.7 | 22.8
2021-04-06 19:10 | 24.8992 | 41.3648 | 2946.47 | 45.5 | 22.7
2021-04-06 19:15 | 24.9023 | 41.3562 | 2947.21 | 45.6 | 22.8
2021-04-06 19:20 | 24.9052 | 41.3478 | 2947.93 | 45.3 | 22.7
2021-04-06 19:25 | 24.908 | 41.3397 | 2948.62 | 45.6 | 22.7
2021-04-06 19:30 | 24.9107 | 41.3317 | 2949.29 | 45.3 | 22.7
2021-04-06 19:35 | 24.9132 | 41.324 | 2949.94 | 45.6 | 22.7
2021-04-06 19:40 | 24.9155 | 41.3166 | 2950.56 | 45 | 22.7
2021-04-06 19:45 | 24.9177 | 41.3094 | 2951.16 | 45.4 | 22.7
2021-04-06 19:50 | 24.9198 | 41.3024 | 2951.74 | 45.3 | 22.7
2021-04-06 19:55 | 24.9217 | 41.2957 | 2952.3 | 45.3 | 22.8
2021-04-06 20:00 | 24.6496 | 41.9687 | 2953.78 | 45.1 | 22.7
2021-04-06 20:05 | 24.539 | 42.2206 | 2914.79 | 45.3 | 22.7
2021-04-06 20:10 | 24.4897 | 42.3141 | 2897.96 | 45.4 | 22.7
2021-04-06 20:15 | 24.4659 | 42.3442 | 2889.82 | 45.1 | 22.8
2021-04-06 20:20 | 24.4525 | 42.3512 | 2885.55 | 45 | 22.8
2021-04-06 20:25 | 24.4434 | 42.3503 | 2883 | 44.9 | 22.8
2021-04-06 20:30 | 24.4362 | 42.347 | 2881.3 | 44.7 | 22.7
2021-04-06 20:35 | 24.4303 | 42.343 | 2880.09 | 45 | 22.7
2021-04-06 20:40 | 24.4249 | 42.3392 | 2879.2 | 44.6 | 22.7
2021-04-06 20:45 | 24.4198 | 42.3359 | 2878.52 | 44.6 | 22.7
2021-04-06 20:50 | 24.415 | 42.333 | 2877.98 | 44.1 | 22.8
2021-04-06 20:55 | 24.4105 | 42.3303 | 2877.55 | 44.4 | 22.8
2021-04-06 21:00 | 23.9456 | 43.5198 | 2839.71 | 43.8 | 22.8
2021-04-06 21:05 | 23.5228 | 44.5699 | 2781.54 | 44.4 | 22.8
2021-04-06 21:10 | 23.4167 | 44.7851 | 2742.58 | 44 | 22.7
2021-04-06 21:15 | 23.3637 | 44.8644 | 2723.2 | 44.3 | 22.7
2021-04-06 21:20 | 23.3305 | 44.8998 | 2712.07 | 44 | 22.7
2021-04-06 21:25 | 23.3054 | 44.9222 | 2704.49 | 44.4 | 22.8
2021-04-06 21:30 | 23.7839 | 43.6178 | 2724.35 | 43.6 | 22.8
2021-04-06 21:35 | 24.1285 | 42.7322 | 2785.31 | 44 | 22.8
2021-04-06 21:40 | 24.222 | 42.5224 | 2820.39 | 43.9 | 22.8
2021-04-06 21:45 | 24.2614 | 42.45 | 2837.08 | 44.1 | 22.7
2021-04-06 21:50 | 24.2794 | 42.4266 | 2845.69 | 43.5 | 22.7
2021-04-06 21:55 | 24.2884 | 42.4202 | 2850.78 | 44.1 | 22.7
2021-04-06 22:00 | 24.2936 | 42.4195 | 2853.7 | 43.8 | 22.8
2021-04-06 22:05 | 24.2969 | 42.4201 | 2855.81 | 43.8 | 22.8
2021-04-06 22:10 | 24.2991 | 42.4205 | 2857.4 | 43.6 | 22.8
2021-04-06 22:15 | 24.3008 | 42.4202 | 2858.63 | 43.5 | 22.8
2021-04-06 22:20 | 24.3019 | 42.4194 | 2859.62 | 43.4 | 22.7
2021-04-06 22:25 | 24.3027 | 42.4182 | 2860.43 | 43.6 | 22.8
2021-04-06 22:30 | 24.3032 | 42.4147 | 2861.08 | 43 | 22.8
2021-04-06 22:35 | 24.3035 | 42.4115 | 2861.5 | 43.3 | 22.8
2021-04-06 22:40 | 24.3035 | 42.4085 | 2861.87 | 42.8 | 22.8
2021-04-06 22:45 | 24.3034 | 42.4057 | 2862.18 | 43.2 | 22.7
2021-04-06 22:50 | 24.3031 | 42.4031 | 2862.46 | 43 | 22.7
2021-04-06 22:55 | 24.3027 | 42.4006 | 2862.7 | 42.9 | 22.7
2021-04-06 23:00 | 23.9029 | 42.725 | 2822.77 | 42.9 | 22.7
2021-04-06 23:05 | 23.6021 | 42.5641 | 2723.7 | 42.9 | 22.7
2021-04-06 23:10 | 23.5137 | 42.235 | 2645.35 | 42.5 | 22.8
2021-04-06 23:15 | 23.4696 | 41.9251 | 2594.44 | 42.8 | 22.7
2021-04-06 23:20 | 23.4428 | 41.6744 | 2558.98 | 42.6 | 22.8
2021-04-06 23:25 | 23.4232 | 41.4841 | 2532.95 | 42.7 | 22.7
2021-04-06 23:30 | 23.4071 | 41.345 | 2513.23 | 42.6 | 22.8
2021-04-06 23:35 | 23.3932 | 41.2457 | 2498.01 | 42.6 | 22.8
2021-04-06 23:40 | 23.3807 | 41.1774 | 2486.12 | 42.1 | 22.7
2021-04-06 23:45 | 23.3691 | 41.1328 | 2476.7 | 42.2 | 22.7
2021-04-06 23:50 | 23.3584 | 41.1055 | 2469.14 | 42 | 22.8
2021-04-06 23:55 | 23.3484 | 41.0912 | 2463.01 | 42.1 | 22.7
Formulas:
Tgl = [Tgl, row above]+1/(24*12)

## Validasi Power
tgl | waktu | Power | Power EP
2021-06-04 | 13:18 | 2625.72 | 2445.5
2021-06-04 | 13:19 | 2580.99 | 2445.99
2021-06-04 | 13:20 | 2527.78 | 2446.43
2021-06-04 | 13:21 | 2570.19 | 2446.83
2021-06-04 | 13:22 | 2655.8 | 2447.2
2021-06-04 | 13:23 | 2687.16 | 2447.55
2021-06-04 | 13:24 | 2479.96 | 2447.89
2021-06-04 | 13:25 | 2447.06 | 2448.23
2021-06-04 | 13:26 | 2453.23 | 2448.56
2021-06-04 | 13:27 | 2477.14 | 2449.36
2021-06-04 | 13:28 | 2612.61 | 2500.48
2021-06-04 | 13:31 | 6828.06 | 2537.97
2021-06-04 | 13:32 | 6826.52 | 2527.67
2021-06-04 | 13:33 | 6893.36 | 2530.45
2021-06-04 | 13:34 | 6829.6 | 2532.59
2021-06-04 | 13:35 | 6837.31 | 2534.3
2021-06-04 | 13:36 | 6753 | 2535.7
2021-06-04 | 13:37 | 6810.84 | 2536.86
2021-06-04 | 13:38 | 6819.32 | 2537.85
2021-06-04 | 13:39 | 6803.9 | 2538.7
2021-06-04 | 13:40 | 6812.64 | 2539.45 | Selisih | error | STDev
|  | 2556.1491 | 2491.6933 | 64.4558 | 2.522% | 79.6745

## ANN mentah
Date/Time | time | Zone Mean Air Temperature FILLING B [C] | Zone Air Relative Humidity FILLING B [%] | Cooling Coil Total Cooling Rate FILLING B COOLING COIL [W] | Fan Coil Total Cooling Rate FILLING B FAN COIL [W] | Site Outdoor Air Drybulb Temperature Environment [C] | Site Outdoor Air Relative Humidity Environment [%]
2021-06-02 | 0 | 23.8489 | 40.8447 | 4458.47 | 2463.56 | 22.15 | 89.3333
2021-06-02 00:05 | 5 | 24.0687 | 40.2862 | 4495.49 | 2491.97 | 22.2 | 89.6667
2021-06-02 00:10 | 10 | 24.1346 | 40.1397 | 4529.48 | 2505.83 | 22.25 | 90
2021-06-02 00:15 | 15 | 24.167 | 40.0877 | 4561.38 | 2509.52 | 22.3 | 90.3333
2021-06-02 00:20 | 20 | 24.1858 | 40.0768 | 4592.51 | 2509.16 | 22.35 | 90.6667
2021-06-02 00:25 | 25 | 24.1991 | 40.0851 | 4623.43 | 2507.34 | 22.4 | 91
2021-06-02 00:30 | 30 | 24.2099 | 40.1036 | 4654.36 | 2505.04 | 22.45 | 91.3333
2021-06-02 00:35 | 35 | 24.2194 | 40.1282 | 4685.36 | 2502.61 | 22.5 | 91.6667
2021-06-02 00:40 | 40 | 24.2284 | 40.1566 | 4716.47 | 2500.17 | 22.55 | 92
2021-06-02 00:45 | 45 | 24.237 | 40.1876 | 4747.7 | 2497.75 | 22.6 | 92.3333
2021-06-02 00:50 | 50 | 24.2455 | 40.2206 | 4779.04 | 2495.36 | 22.65 | 92.6667
2021-06-02 00:55 | 55 | 24.2539 | 40.2551 | 4810.49 | 2492.99 | 22.7 | 93
2021-06-02 01:00 | 60 | 24.2578 | 40.2901 | 4811.23 | 2497.7 | 22.6583 | 93.3333
2021-06-02 01:05 | 65 | 24.2598 | 40.3199 | 4811.6 | 2500.9 | 22.6167 | 93.6667
2021-06-02 01:10 | 70 | 24.2608 | 40.3444 | 4811.73 | 2503.15 | 22.575 | 94
2021-06-02 01:15 | 75 | 24.2614 | 40.3643 | 4811.69 | 2504.76 | 22.5333 | 94.3333
2021-06-02 01:20 | 80 | 24.2617 | 40.3806 | 4811.51 | 2505.92 | 22.4917 | 94.6667
2021-06-02 01:25 | 85 | 24.2618 | 40.3941 | 4811.21 | 2506.75 | 22.45 | 95
2021-06-02 01:30 | 90 | 24.2617 | 40.4055 | 4810.81 | 2507.33 | 22.4083 | 95.3333
2021-06-02 01:35 | 95 | 24.2615 | 40.4152 | 4810.32 | 2507.73 | 22.3667 | 95.6667
2021-06-02 01:40 | 100 | 24.2611 | 40.4237 | 4809.76 | 2507.98 | 22.325 | 96
2021-06-02 01:45 | 105 | 24.2607 | 40.4313 | 4809.13 | 2508.12 | 22.2833 | 96.3333
2021-06-02 01:50 | 110 | 24.2602 | 40.4382 | 4808.44 | 2508.19 | 22.2417 | 96.6667
2021-06-02 01:55 | 115 | 24.2596 | 40.4446 | 4807.68 | 2508.19 | 22.2 | 97
2021-06-02 02:00 | 120 | 24.257 | 40.4491 | 4795.95 | 2511.21 | 22.175 | 96.9167
2021-06-02 02:05 | 125 | 24.2537 | 40.4506 | 4784.09 | 2513.47 | 22.15 | 96.8333
2021-06-02 02:10 | 130 | 24.2499 | 40.4492 | 4772.15 | 2515.26 | 22.125 | 96.75
2021-06-02 02:15 | 135 | 24.2458 | 40.4455 | 4760.17 | 2516.71 | 22.1 | 96.6667
2021-06-02 02:20 | 140 | 24.2417 | 40.4399 | 4748.15 | 2517.92 | 22.075 | 96.5833
2021-06-02 02:25 | 145 | 24.2374 | 40.433 | 4736.11 | 2518.96 | 22.05 | 96.5
2021-06-02 02:30 | 150 | 24.2331 | 40.425 | 4724.06 | 2519.85 | 22.025 | 96.4167
2021-06-02 02:35 | 155 | 24.2287 | 40.4163 | 4712.02 | 2520.65 | 22 | 96.3333
2021-06-02 02:40 | 160 | 24.2242 | 40.407 | 4699.97 | 2521.36 | 21.975 | 96.25
2021-06-02 02:45 | 165 | 24.2197 | 40.3974 | 4687.93 | 2522.01 | 21.95 | 96.1667
2021-06-02 02:50 | 170 | 24.2151 | 40.3875 | 4675.89 | 2522.61 | 21.925 | 96.0833
2021-06-02 02:55 | 175 | 24.2105 | 40.3775 | 4663.87 | 2523.18 | 21.9 | 96
2021-06-02 03:00 | 180 | 24.2064 | 40.3677 | 4655.11 | 2522.87 | 21.875 | 96
2021-06-02 03:05 | 185 | 24.2025 | 40.3586 | 4646.4 | 2522.73 | 21.85 | 96
2021-06-02 03:10 | 190 | 24.1986 | 40.3503 | 4637.71 | 2522.7 | 21.825 | 96
2021-06-02 03:15 | 195 | 24.1947 | 40.3425 | 4629.05 | 2522.73 | 21.8 | 96
2021-06-02 03:20 | 200 | 24.1909 | 40.3353 | 4620.4 | 2522.8 | 21.775 | 96
2021-06-02 03:25 | 205 | 24.187 | 40.3284 | 4611.77 | 2522.91 | 21.75 | 96
2021-06-02 03:30 | 210 | 24.1832 | 40.3219 | 4603.15 | 2523.04 | 21.725 | 96
2021-06-02 03:35 | 215 | 24.1793 | 40.3157 | 4594.54 | 2523.19 | 21.7 | 96
2021-06-02 03:40 | 220 | 24.1754 | 40.3096 | 4585.94 | 2523.35 | 21.675 | 96
2021-06-02 03:45 | 225 | 24.1716 | 40.3037 | 4577.35 | 2523.51 | 21.65 | 96
2021-06-02 03:50 | 230 | 24.1677 | 40.2979 | 4568.76 | 2523.69 | 21.625 | 96
2021-06-02 03:55 | 235 | 24.1638 | 40.2922 | 4560.19 | 2523.86 | 21.6 | 96
2021-06-02 04:00 | 240 | 24.1741 | 40.2502 | 4547.95 | 2525.07 | 21.5833 | 95.8333
2021-06-02 04:05 | 245 | 24.1755 | 40.2291 | 4536.15 | 2528.23 | 21.5667 | 95.6667
2021-06-02 04:10 | 250 | 24.1734 | 40.2154 | 4524.06 | 2530 | 21.55 | 95.5
2021-06-02 04:15 | 255 | 24.1699 | 40.2043 | 4511.88 | 2531.2 | 21.5333 | 95.3333
2021-06-02 04:20 | 260 | 24.1657 | 40.194 | 4499.64 | 2532.1 | 21.5167 | 95.1667
2021-06-02 04:25 | 265 | 24.1612 | 40.1839 | 4487.39 | 2532.86 | 21.5 | 95
2021-06-02 04:30 | 270 | 24.1566 | 40.1736 | 4475.14 | 2533.52 | 21.4833 | 94.8333
2021-06-02 04:35 | 275 | 24.1519 | 40.1632 | 4462.89 | 2534.13 | 21.4667 | 94.6667
2021-06-02 04:40 | 280 | 24.1471 | 40.1528 | 4450.65 | 2534.69 | 21.45 | 94.5
2021-06-02 04:45 | 285 | 24.1423 | 40.1422 | 4438.42 | 2535.22 | 21.4333 | 94.3333
2021-06-02 04:50 | 290 | 24.1375 | 40.1316 | 4426.2 | 2535.73 | 21.4167 | 94.1667
2021-06-02 04:55 | 295 | 24.1327 | 40.121 | 4413.99 | 2536.22 | 21.4 | 94
2021-06-02 05:00 | 300 | 24.128 | 40.1105 | 4403.99 | 2536.35 | 21.4 | 93.75
2021-06-02 05:05 | 305 | 24.1235 | 40.1003 | 4394 | 2536.55 | 21.4 | 93.5
2021-06-02 05:10 | 310 | 24.119 | 40.0904 | 4384.02 | 2536.79 | 21.4 | 93.25
2021-06-02 05:15 | 315 | 24.1145 | 40.0808 | 4374.04 | 2537.05 | 21.4 | 93
2021-06-02 05:20 | 320 | 24.11 | 40.0714 | 4364.07 | 2537.34 | 21.4 | 92.75
2021-06-02 05:25 | 325 | 24.1054 | 40.0622 | 4354.09 | 2537.63 | 21.4 | 92.5
2021-06-02 05:30 | 330 | 24.1009 | 40.0532 | 4344.12 | 2537.94 | 21.4 | 92.25
2021-06-02 05:35 | 335 | 24.0964 | 40.0442 | 4334.15 | 2538.25 | 21.4 | 92
2021-06-02 05:40 | 340 | 24.0919 | 40.0354 | 4324.17 | 2538.57 | 21.4 | 91.75
2021-06-02 05:45 | 345 | 24.0874 | 40.0266 | 4314.2 | 2538.89 | 21.4 | 91.5
2021-06-02 05:50 | 350 | 24.0829 | 40.0179 | 4304.22 | 2539.21 | 21.4 | 91.25
2021-06-02 05:55 | 355 | 24.0783 | 40.0092 | 4294.25 | 2539.53 | 21.4 | 91
2021-06-02 06:00 | 360 | 24.1366 | 39.8621 | 4307.57 | 2534.58 | 21.4333 | 91.0833
2021-06-02 06:05 | 365 | 24.1616 | 39.8055 | 4323.04 | 2539.65 | 21.4667 | 91.1667
2021-06-02 06:10 | 370 | 24.1739 | 39.7855 | 4337.64 | 2540.55 | 21.5 | 91.25
2021-06-02 06:15 | 375 | 24.1809 | 39.7824 | 4351.94 | 2540.01 | 21.5333 | 91.3333
2021-06-02 06:20 | 380 | 24.1856 | 39.7876 | 4366.16 | 2538.97 | 21.5667 | 91.4167
2021-06-02 06:25 | 385 | 24.1894 | 39.797 | 4380.38 | 2537.78 | 21.6 | 91.5
2021-06-02 06:30 | 390 | 24.1929 | 39.8072 | 4394.61 | 2536.59 | 21.6333 | 91.5833
2021-06-02 06:35 | 395 | 24.1961 | 39.8195 | 4408.86 | 2535.33 | 21.6667 | 91.6667
2021-06-02 06:40 | 400 | 24.1992 | 39.8332 | 4423.14 | 2534.14 | 21.7 | 91.75
2021-06-02 06:45 | 405 | 24.2023 | 39.848 | 4437.46 | 2532.99 | 21.7333 | 91.8333
2021-06-02 06:50 | 410 | 24.2054 | 39.8635 | 4451.82 | 2531.9 | 21.7667 | 91.9167
2021-06-02 06:55 | 415 | 24.2084 | 39.8796 | 4466.21 | 2530.84 | 21.8 | 92
2021-06-02 07:00 | 420 | 24.2097 | 39.8947 | 4471.22 | 2532.63 | 21.875 | 91.5
2021-06-02 07:05 | 425 | 24.2103 | 39.9075 | 4475.99 | 2533.84 | 21.95 | 91
2021-06-02 07:10 | 430 | 24.2105 | 39.9181 | 4480.57 | 2534.69 | 22.025 | 90.5
2021-06-02 07:15 | 435 | 24.2105 | 39.9268 | 4484.98 | 2535.3 | 22.1 | 90
2021-06-02 07:20 | 440 | 24.2103 | 39.9339 | 4489.24 | 2535.74 | 22.175 | 89.5
2021-06-02 07:25 | 445 | 24.21 | 39.9397 | 4493.34 | 2536.06 | 22.25 | 89
2021-06-02 07:30 | 450 | 24.2097 | 39.9445 | 4497.31 | 2536.3 | 22.325 | 88.5
2021-06-02 07:35 | 455 | 24.2093 | 39.9485 | 4501.14 | 2536.47 | 22.4 | 88
2021-06-02 07:40 | 460 | 24.2088 | 39.952 | 4504.83 | 2536.59 | 22.475 | 87.5
2021-06-02 07:45 | 465 | 24.2083 | 39.9549 | 4508.4 | 2536.68 | 22.55 | 87
2021-06-02 07:50 | 470 | 24.2077 | 39.9574 | 4511.83 | 2536.75 | 22.625 | 86.5
2021-06-02 07:55 | 475 | 24.207 | 39.9595 | 4515.12 | 2536.8 | 22.7 | 86
2021-06-02 08:00 | 480 | 24.2072 | 39.962 | 4524.4 | 2535.42 | 22.7833 | 85.5833
2021-06-02 08:05 | 485 | 24.2077 | 39.9654 | 4533.63 | 2534.35 | 22.8667 | 85.1667
2021-06-02 08:10 | 490 | 24.2083 | 39.9699 | 4542.81 | 2533.47 | 22.95 | 84.75
2021-06-02 08:15 | 495 | 24.209 | 39.9751 | 4551.91 | 2532.73 | 23.0333 | 84.3333
2021-06-02 08:20 | 500 | 24.2097 | 39.981 | 4560.92 | 2532.08 | 23.1167 | 83.9167
2021-06-02 08:25 | 505 | 24.2104 | 39.9873 | 4569.85 | 2531.51 | 23.2 | 83.5
2021-06-02 08:30 | 510 | 24.2111 | 39.994 | 4578.68 | 2530.99 | 23.2833 | 83.0833
2021-06-02 08:35 | 515 | 24.2118 | 40.0008 | 4587.42 | 2530.52 | 23.3667 | 82.6667
2021-06-02 08:40 | 520 | 24.2124 | 40.0078 | 4596.06 | 2530.07 | 23.45 | 82.25
2021-06-02 08:45 | 525 | 24.213 | 40.0148 | 4604.59 | 2529.66 | 23.5333 | 81.8333
2021-06-02 08:50 | 530 | 24.2137 | 40.0218 | 4613.03 | 2529.28 | 23.6167 | 81.4167
2021-06-02 08:55 | 535 | 24.2143 | 40.0287 | 4621.36 | 2528.91 | 23.7 | 81
2021-06-02 09:00 | 540 | 24.2135 | 40.0345 | 4621.21 | 2530.75 | 23.7917 | 80.3333
2021-06-02 09:05 | 545 | 24.2121 | 40.0382 | 4620.73 | 2532.14 | 23.8833 | 79.6667
2021-06-02 09:10 | 550 | 24.2104 | 40.04 | 4619.94 | 2533.26 | 23.975 | 79
2021-06-02 09:15 | 555 | 24.2085 | 40.0399 | 4618.88 | 2534.19 | 24.0667 | 78.3333
2021-06-02 09:20 | 560 | 24.2065 | 40.0384 | 4617.54 | 2535 | 24.1583 | 77.6667
2021-06-02 09:25 | 565 | 24.2043 | 40.0356 | 4615.94 | 2535.73 | 24.25 | 77
2021-06-02 09:30 | 570 | 24.2021 | 40.0318 | 4614.07 | 2536.4 | 24.3417 | 76.3333
2021-06-02 09:35 | 575 | 24.1998 | 40.0271 | 4611.94 | 2537.03 | 24.4333 | 75.6667
2021-06-02 09:40 | 580 | 24.1975 | 40.0217 | 4609.55 | 2537.63 | 24.525 | 75
2021-06-02 09:45 | 585 | 24.195 | 40.0157 | 4606.9 | 2538.23 | 24.6167 | 74.3333
2021-06-02 09:50 | 590 | 24.1925 | 40.0091 | 4603.98 | 2538.81 | 24.7083 | 73.6667
2021-06-02 09:55 | 595 | 24.1899 | 40.002 | 4600.8 | 2539.4 | 24.8 | 73
2021-06-02 10:00 | 600 | 24.1894 | 39.996 | 4610.5 | 2536.66 | 24.8833 | 72.6667
2021-06-02 10:05 | 605 | 24.1897 | 39.9925 | 4620.27 | 2534.64 | 24.9667 | 72.3333
2021-06-02 10:10 | 610 | 24.1904 | 39.9913 | 4630.04 | 2533.08 | 25.05 | 72
2021-06-02 10:15 | 615 | 24.1913 | 39.9924 | 4639.78 | 2531.84 | 25.1333 | 71.6667
2021-06-02 10:20 | 620 | 24.1923 | 39.995 | 4649.49 | 2530.82 | 25.2167 | 71.3333
2021-06-02 10:25 | 625 | 24.1934 | 39.9989 | 4659.13 | 2529.96 | 25.3 | 71
2021-06-02 10:30 | 630 | 24.1945 | 40.0036 | 4668.72 | 2529.24 | 25.3833 | 70.6667
2021-06-02 10:35 | 635 | 24.1957 | 40.0089 | 4678.23 | 2528.61 | 25.4667 | 70.3333
2021-06-02 10:40 | 640 | 24.1969 | 40.0146 | 4687.66 | 2528.06 | 25.55 | 70
2021-06-02 10:45 | 645 | 24.1982 | 40.0205 | 4697.02 | 2527.58 | 25.6333 | 69.6667
2021-06-02 10:50 | 650 | 24.1995 | 40.0265 | 4706.29 | 2527.15 | 25.7167 | 69.3333
2021-06-02 10:55 | 655 | 24.2009 | 40.0325 | 4715.48 | 2526.76 | 25.8 | 69
2021-06-02 11:00 | 660 | 24.3886 | 39.0531 | 4725.23 | 2525.94 | 25.8583 | 68.8333
2021-06-02 11:05 | 665 | 24.4715 | 38.471 | 4733.39 | 2514.92 | 25.9167 | 68.6667
2021-06-02 11:10 | 670 | 24.5122 | 38.0916 | 4740.17 | 2498.31 | 25.975 | 68.5
2021-06-02 11:15 | 675 | 24.5336 | 37.8321 | 4747.01 | 2482.63 | 26.0333 | 68.3333
2021-06-02 11:20 | 680 | 24.5466 | 37.6482 | 4754.26 | 2469.4 | 26.0917 | 68.1667
2021-06-02 11:25 | 685 | 24.5557 | 37.515 | 4762 | 2458.83 | 26.15 | 68
2021-06-02 11:30 | 690 | 24.5629 | 37.4173 | 4770.17 | 2450.63 | 26.2083 | 67.8333
2021-06-02 11:35 | 695 | 24.5691 | 37.3454 | 4778.69 | 2444.35 | 26.2667 | 67.6667
2021-06-02 11:40 | 700 | 24.5748 | 37.2923 | 4787.49 | 2439.57 | 26.325 | 67.5
2021-06-02 11:45 | 705 | 24.5802 | 37.2531 | 4796.49 | 2435.96 | 26.3833 | 67.3333
2021-06-02 11:50 | 710 | 24.5855 | 37.2242 | 4805.64 | 2433.24 | 26.4417 | 67.1667
2021-06-02 11:55 | 715 | 24.5906 | 37.2031 | 4814.91 | 2431.21 | 26.5 | 67
2021-06-02 12:00 | 720 | 24.5963 | 37.1884 | 4827.76 | 2428.59 | 26.5417 | 67
2021-06-02 12:05 | 725 | 24.6023 | 37.1791 | 4840.76 | 2426.6 | 26.5833 | 67
2021-06-02 12:10 | 730 | 24.6083 | 37.1739 | 4853.86 | 2425.04 | 26.625 | 67
2021-06-02 12:15 | 735 | 24.6145 | 37.172 | 4867.05 | 2423.81 | 26.6667 | 67
2021-06-02 12:20 | 740 | 24.6206 | 37.1725 | 4880.3 | 2422.81 | 26.7083 | 67
2021-06-02 12:25 | 745 | 24.6268 | 37.175 | 4893.6 | 2421.99 | 26.75 | 67
2021-06-02 12:30 | 750 | 24.633 | 37.1789 | 4906.95 | 2421.3 | 26.7917 | 67
2021-06-02 12:35 | 755 | 24.6392 | 37.1838 | 4920.33 | 2420.71 | 26.8333 | 67
2021-06-02 12:40 | 760 | 24.6454 | 37.1896 | 4933.75 | 2420.19 | 26.875 | 67
2021-06-02 12:45 | 765 | 24.6517 | 37.196 | 4947.19 | 2419.73 | 26.9167 | 67
2021-06-02 12:50 | 770 | 24.658 | 37.2028 | 4960.67 | 2419.31 | 26.9583 | 67
2021-06-02 12:55 | 775 | 24.6643 | 37.2099 | 4974.16 | 2418.92 | 27 | 67
2021-06-02 13:00 | 780 | 24.6682 | 37.2149 | 4971.77 | 2422.48 | 27.0333 | 66.75
2021-06-02 13:05 | 785 | 24.671 | 37.2167 | 4969.15 | 2425.18 | 27.0667 | 66.5
2021-06-02 13:10 | 790 | 24.6732 | 37.2156 | 4966.38 | 2427.35 | 27.1 | 66.25
2021-06-02 13:15 | 795 | 24.6752 | 37.2118 | 4963.5 | 2429.14 | 27.1333 | 66
2021-06-02 13:20 | 800 | 24.677 | 37.2059 | 4960.52 | 2430.68 | 27.1667 | 65.75
2021-06-02 13:25 | 805 | 24.6788 | 37.1983 | 4957.47 | 2432.04 | 27.2 | 65.5
2021-06-02 13:30 | 810 | 24.6805 | 37.1894 | 4954.34 | 2433.26 | 27.2333 | 65.25
2021-06-02 13:35 | 815 | 24.6822 | 37.1794 | 4951.15 | 2434.39 | 27.2667 | 65
2021-06-02 13:40 | 820 | 24.6838 | 37.1687 | 4947.9 | 2435.44 | 27.3 | 64.75
2021-06-02 13:45 | 825 | 24.6855 | 37.1574 | 4944.6 | 2436.44 | 27.3333 | 64.5
2021-06-02 13:50 | 830 | 24.6871 | 37.1456 | 4941.24 | 2437.39 | 27.3667 | 64.25
2021-06-02 13:55 | 835 | 24.6887 | 37.1334 | 4937.84 | 2438.32 | 27.4 | 64
2021-06-02 14:00 | 840 | 24.7193 | 37.7029 | 4924.14 | 2441.39 | 27.4 | 63.75
2021-06-02 14:05 | 845 | 24.7337 | 38.1452 | 4920.4 | 2494.44 | 27.4 | 63.5
2021-06-02 14:10 | 850 | 24.7408 | 38.4804 | 4913.87 | 2533.63 | 27.4 | 63.25
2021-06-02 14:15 | 855 | 24.7445 | 38.7303 | 4905.4 | 2563.03 | 27.4 | 63
2021-06-02 14:20 | 860 | 24.7465 | 38.9138 | 4895.51 | 2585.34 | 27.4 | 62.75
2021-06-02 14:25 | 865 | 24.7477 | 39.0463 | 4884.58 | 2602.41 | 27.4 | 62.5
2021-06-02 14:30 | 870 | 24.7484 | 39.1388 | 4872.89 | 2615.61 | 27.4 | 62.25
2021-06-02 14:35 | 875 | 24.7488 | 39.2021 | 4860.59 | 2625.78 | 27.4 | 62
2021-06-02 14:40 | 880 | 24.749 | 39.2436 | 4847.86 | 2633.81 | 27.4 | 61.75
2021-06-02 14:45 | 885 | 24.7491 | 39.2684 | 4834.82 | 2640.22 | 27.4 | 61.5
2021-06-02 14:50 | 890 | 24.7491 | 39.2809 | 4821.52 | 2645.41 | 27.4 | 61.25
2021-06-02 14:55 | 895 | 24.7491 | 39.284 | 4808.05 | 2649.67 | 27.4 | 61
2021-06-02 15:00 | 900 | 24.4357 | 40.0226 | 4785.38 | 2637.09 | 27.3667 | 60.8333
2021-06-02 15:05 | 905 | 24.1898 | 40.5809 | 4757.44 | 2599.72 | 27.3333 | 60.6667
2021-06-02 15:10 | 910 | 24.1157 | 40.7195 | 4732.86 | 2577.65 | 27.3 | 60.5
2021-06-02 15:15 | 915 | 24.079 | 40.7651 | 4711.02 | 2568.07 | 27.2667 | 60.3333
2021-06-02 15:20 | 920 | 24.0576 | 40.7742 | 4690.39 | 2563.86 | 27.2333 | 60.1667
2021-06-02 15:25 | 925 | 24.0426 | 40.7686 | 4670.28 | 2561.91 | 27.2 | 60
2021-06-02 15:30 | 930 | 24.0308 | 40.7569 | 4650.44 | 2560.99 | 27.1667 | 59.8333
2021-06-02 15:35 | 935 | 24.0206 | 40.7422 | 4630.75 | 2560.6 | 27.1333 | 59.6667
2021-06-02 15:40 | 940 | 24.0115 | 40.726 | 4611.18 | 2560.53 | 27.1 | 59.5
2021-06-02 15:45 | 945 | 24.0031 | 40.7092 | 4591.69 | 2560.66 | 27.0667 | 59.3333
2021-06-02 15:50 | 950 | 23.9952 | 40.6917 | 4572.28 | 2560.93 | 27.0333 | 59.1667
2021-06-02 15:55 | 955 | 23.9879 | 40.6737 | 4552.93 | 2561.33 | 27 | 59
2021-06-02 16:00 | 960 | 24.2727 | 39.7222 | 4550.79 | 2567.15 | 26.9417 | 59.25
2021-06-02 16:05 | 965 | 24.4957 | 38.8768 | 4551.76 | 2587.11 | 26.8833 | 59.5
2021-06-02 16:10 | 970 | 24.5654 | 38.5417 | 4549.53 | 2592.53 | 26.825 | 59.75
2021-06-02 16:15 | 975 | 24.5997 | 38.3352 | 4545.63 | 2590.77 | 26.7667 | 60
2021-06-02 16:20 | 980 | 24.6188 | 38.1967 | 4541.18 | 2587.02 | 26.7083 | 60.25
2021-06-02 16:25 | 985 | 24.631 | 38.0978 | 4536.65 | 2583.36 | 26.65 | 60.5
2021-06-02 16:30 | 990 | 24.6401 | 38.0241 | 4532.19 | 2580.39 | 26.5917 | 60.75
2021-06-02 16:35 | 995 | 24.6474 | 37.9675 | 4527.81 | 2578.2 | 26.5333 | 61
2021-06-02 16:40 | 1000 | 24.6537 | 37.9228 | 4523.51 | 2576.7 | 26.475 | 61.25
2021-06-02 16:45 | 1005 | 24.6595 | 37.8866 | 4519.26 | 2575.77 | 26.4167 | 61.5
2021-06-02 16:50 | 1010 | 24.6649 | 37.8569 | 4515.04 | 2575.28 | 26.3583 | 61.75
2021-06-02 16:55 | 1015 | 24.6699 | 37.832 | 4510.82 | 2575.13 | 26.3 | 62
2021-06-02 17:00 | 1020 | 24.6741 | 37.8109 | 4502.33 | 2576.25 | 26.2417 | 62.1667
2021-06-02 17:05 | 1025 | 24.6778 | 37.7915 | 4493.8 | 2577.37 | 26.1833 | 62.3333
2021-06-02 17:10 | 1030 | 24.6811 | 37.7734 | 4485.25 | 2578.47 | 26.125 | 62.5
2021-06-02 17:15 | 1035 | 24.6842 | 37.756 | 4476.66 | 2579.54 | 26.0667 | 62.6667
2021-06-02 17:20 | 1040 | 24.687 | 37.7394 | 4468.04 | 2580.6 | 26.0083 | 62.8333
2021-06-02 17:25 | 1045 | 24.6897 | 37.7233 | 4459.39 | 2581.66 | 25.95 | 63
2021-06-02 17:30 | 1050 | 24.8043 | 38.539 | 4450.71 | 2582.69 | 25.8917 | 63.1667
2021-06-02 17:35 | 1055 | 24.8579 | 39.2274 | 4460.98 | 2677.53 | 25.8333 | 63.3333
2021-06-02 17:40 | 1060 | 24.8858 | 39.7733 | 4465.62 | 2744.93 | 25.775 | 63.5
2021-06-02 17:45 | 1065 | 24.9021 | 40.1938 | 4466.57 | 2794.31 | 25.7167 | 63.6667
2021-06-02 17:50 | 1070 | 24.9129 | 40.5117 | 4464.95 | 2831.1 | 25.6583 | 63.8333
2021-06-02 17:55 | 1075 | 24.9212 | 40.7486 | 4461.5 | 2858.85 | 25.6 | 64
2021-06-02 18:00 | 1080 | 24.9299 | 40.924 | 4469.75 | 2877.05 | 25.5583 | 64.3333
2021-06-02 18:05 | 1085 | 24.9386 | 41.0543 | 4477.08 | 2891.01 | 25.5167 | 64.6667
2021-06-02 18:10 | 1090 | 24.947 | 41.1509 | 4483.69 | 2901.72 | 25.475 | 65
2021-06-02 18:15 | 1095 | 24.9552 | 41.2224 | 4489.74 | 2909.96 | 25.4333 | 65.3333
2021-06-02 18:20 | 1100 | 24.963 | 41.2754 | 4495.35 | 2916.32 | 25.3917 | 65.6667
2021-06-02 18:25 | 1105 | 24.9706 | 41.3144 | 4500.61 | 2921.26 | 25.35 | 66
2021-06-02 18:30 | 1110 | 24.978 | 41.3429 | 4505.59 | 2925.12 | 25.3083 | 66.3333
2021-06-02 18:35 | 1115 | 24.9851 | 41.3637 | 4510.34 | 2928.16 | 25.2667 | 66.6667
2021-06-02 18:40 | 1120 | 24.9919 | 41.3788 | 4514.89 | 2930.58 | 25.225 | 67
2021-06-02 18:45 | 1125 | 24.9986 | 41.3896 | 4519.29 | 2932.52 | 25.1833 | 67.3333
2021-06-02 18:50 | 1130 | 25.005 | 41.3974 | 4523.54 | 2934.09 | 25.1417 | 67.6667
2021-06-02 18:55 | 1135 | 25.0112 | 41.4029 | 4527.67 | 2935.38 | 25.1 | 68
2021-06-02 19:00 | 1140 | 25.023 | 41.4094 | 4568.91 | 2927.33 | 25.05 | 69.1667
2021-06-02 19:05 | 1145 | 25.0371 | 41.4218 | 4610.19 | 2921.2 | 25 | 70.3333
2021-06-02 19:10 | 1150 | 25.0523 | 41.4407 | 4651.36 | 2916.25 | 24.95 | 71.5
2021-06-02 19:15 | 1155 | 25.0679 | 41.4653 | 4692.36 | 2912.1 | 24.9 | 72.6667
2021-06-02 19:20 | 1160 | 25.0836 | 41.4945 | 4733.13 | 2908.52 | 24.85 | 73.8333
2021-06-02 19:25 | 1165 | 25.0994 | 41.5275 | 4773.64 | 2905.34 | 24.8 | 75
2021-06-02 19:30 | 1170 | 25.1152 | 41.5632 | 4813.87 | 2902.47 | 24.75 | 76.1667
2021-06-02 19:35 | 1175 | 25.1309 | 41.6012 | 4853.8 | 2899.81 | 24.7 | 77.3333
2021-06-02 19:40 | 1180 | 25.1467 | 41.6408 | 4893.44 | 2897.32 | 24.65 | 78.5
2021-06-02 19:45 | 1185 | 25.1622 | 41.6819 | 4932.77 | 2894.96 | 24.6 | 79.6667
2021-06-02 19:50 | 1190 | 25.1777 | 41.724 | 4971.78 | 2892.68 | 24.55 | 80.8333
2021-06-02 19:55 | 1195 | 25.1932 | 41.7668 | 5010.48 | 2890.47 | 24.5 | 82
2021-06-02 20:00 | 1200 | 24.9261 | 42.5002 | 5009.9 | 2898.7 | 24.4583 | 82.25
2021-06-02 20:05 | 1205 | 24.8174 | 42.804 | 5000.15 | 2864.07 | 24.4167 | 82.5
2021-06-02 20:10 | 1210 | 24.77 | 42.937 | 4994.81 | 2850.08 | 24.375 | 82.75
2021-06-02 20:15 | 1215 | 24.7486 | 42.9971 | 4991.16 | 2844.03 | 24.3333 | 83
2021-06-02 20:20 | 1220 | 24.7376 | 43.0273 | 4988.18 | 2841.33 | 24.2917 | 83.25
2021-06-02 20:25 | 1225 | 24.7311 | 43.0445 | 4985.46 | 2839.95 | 24.25 | 83.5
2021-06-02 20:30 | 1230 | 24.7266 | 43.0558 | 4982.82 | 2839.13 | 24.2083 | 83.75
2021-06-02 20:35 | 1235 | 24.7231 | 43.0642 | 4980.19 | 2838.56 | 24.1667 | 84
2021-06-02 20:40 | 1240 | 24.72 | 43.071 | 4977.56 | 2838.11 | 24.125 | 84.25
2021-06-02 20:45 | 1245 | 24.7173 | 43.0768 | 4974.9 | 2837.72 | 24.0833 | 84.5
2021-06-02 20:50 | 1250 | 24.7147 | 43.082 | 4972.21 | 2837.37 | 24.0417 | 84.75
2021-06-02 20:55 | 1255 | 24.7123 | 43.0867 | 4969.49 | 2837.05 | 24 | 85
2021-06-02 21:00 | 1260 | 24.2443 | 44.3063 | 4945.04 | 2803.17 | 23.95 | 85
2021-06-02 21:05 | 1265 | 23.814 | 45.3938 | 4915.99 | 2747.53 | 23.9 | 85
2021-06-02 21:10 | 1270 | 23.7043 | 45.6162 | 4890.97 | 2710.39 | 23.85 | 85
2021-06-02 21:15 | 1275 | 23.6485 | 45.6941 | 4870.14 | 2692.66 | 23.8 | 85
2021-06-02 21:20 | 1280 | 23.6129 | 45.723 | 4851.06 | 2683.05 | 23.75 | 85
2021-06-02 21:25 | 1285 | 23.5855 | 45.7361 | 4832.73 | 2676.83 | 23.7 | 85
2021-06-02 21:30 | 1290 | 24.0643 | 44.3974 | 4820.19 | 2697.53 | 23.65 | 85
2021-06-02 21:35 | 1295 | 24.4104 | 43.4714 | 4816.6 | 2760.25 | 23.6 | 85
2021-06-02 21:40 | 1300 | 24.5035 | 43.24 | 4807.42 | 2796.84 | 23.55 | 85
2021-06-02 21:45 | 1305 | 24.5414 | 43.1506 | 4794.29 | 2814.81 | 23.5 | 85
2021-06-02 21:50 | 1310 | 24.5571 | 43.1126 | 4779.41 | 2824.5 | 23.45 | 85
2021-06-02 21:55 | 1315 | 24.5635 | 43.0926 | 4763.79 | 2830.51 | 23.4 | 85
2021-06-02 22:00 | 1320 | 24.5686 | 43.0805 | 4767.45 | 2829.88 | 23.3667 | 85.3333
2021-06-02 22:05 | 1325 | 24.5728 | 43.0735 | 4771.08 | 2829.4 | 23.3333 | 85.6667
2021-06-02 22:10 | 1330 | 24.5763 | 43.07 | 4774.68 | 2828.98 | 23.3 | 86
2021-06-02 22:15 | 1335 | 24.5794 | 43.069 | 4778.24 | 2828.61 | 23.2667 | 86.3333
2021-06-02 22:20 | 1340 | 24.5821 | 43.07 | 4781.76 | 2828.29 | 23.2333 | 86.6667
2021-06-02 22:25 | 1345 | 24.5845 | 43.0726 | 4785.23 | 2827.99 | 23.2 | 87
2021-06-02 22:30 | 1350 | 24.5867 | 43.0728 | 4788.67 | 2827.7 | 23.1667 | 87.3333
2021-06-02 22:35 | 1355 | 24.5887 | 43.075 | 4792.01 | 2827.21 | 23.1333 | 87.6667
2021-06-02 22:40 | 1360 | 24.5904 | 43.0784 | 4795.32 | 2826.77 | 23.1 | 88
2021-06-02 22:45 | 1365 | 24.5919 | 43.0829 | 4798.59 | 2826.36 | 23.0667 | 88.3333
2021-06-02 22:50 | 1370 | 24.5933 | 43.0881 | 4801.82 | 2825.97 | 23.0333 | 88.6667
2021-06-02 22:55 | 1375 | 24.5946 | 43.094 | 4805 | 2825.6 | 23 | 89
2021-06-02 23:00 | 1380 | 24.1917 | 43.4442 | 4772.62 | 2793.13 | 22.925 | 89
2021-06-02 23:05 | 1385 | 23.8818 | 43.3091 | 4727.78 | 2699.73 | 22.85 | 89
2021-06-02 23:10 | 1390 | 23.7858 | 42.9817 | 4687.11 | 2625.36 | 22.775 | 89
2021-06-02 23:15 | 1395 | 23.7345 | 42.6622 | 4652.05 | 2577.81 | 22.7 | 89
2021-06-02 23:20 | 1400 | 23.7005 | 42.3946 | 4620.11 | 2545.28 | 22.625 | 89
2021-06-02 23:25 | 1405 | 23.6739 | 42.1824 | 4590.07 | 2521.86 | 22.55 | 89
2021-06-02 23:30 | 1410 | 23.6508 | 42.0178 | 4561.31 | 2504.5 | 22.475 | 89
2021-06-02 23:35 | 1415 | 23.6298 | 41.8909 | 4533.46 | 2491.43 | 22.4 | 89
2021-06-02 23:40 | 1420 | 23.6102 | 41.7932 | 4506.31 | 2481.52 | 22.325 | 89
2021-06-02 23:45 | 1425 | 23.5914 | 41.7181 | 4479.69 | 2473.97 | 22.25 | 89
2021-06-02 23:50 | 1430 | 23.5735 | 41.6596 | 4453.48 | 2468.18 | 22.175 | 89
2021-06-02 23:55 | 1435 | 23.5562 | 41.6137 | 4427.6 | 2463.74 | 22.1 | 89
2021-06-03 | 1440 | 23.8446 | 40.8438 | 4419.04 | 2471.79 | 22.0583 | 89.0833
2021-06-03 00:05 | 1445 | 24.0555 | 40.2739 | 4416.37 | 2507.61 | 22.0167 | 89.1667
2021-06-03 00:10 | 1450 | 24.1125 | 40.1102 | 4410.2 | 2527.13 | 21.975 | 89.25
2021-06-03 00:15 | 1455 | 24.1354 | 40.0345 | 4401.66 | 2535.66 | 21.9333 | 89.3333
2021-06-03 00:20 | 1460 | 24.1443 | 39.9947 | 4392.14 | 2539.55 | 21.8917 | 89.4167
2021-06-03 00:25 | 1465 | 24.1474 | 39.9701 | 4382.21 | 2541.57 | 21.85 | 89.5
2021-06-03 00:30 | 1470 | 24.1478 | 39.9526 | 4372.12 | 2542.81 | 21.8083 | 89.5833
2021-06-03 00:35 | 1475 | 24.1467 | 39.9388 | 4361.95 | 2543.69 | 21.7667 | 89.6667
2021-06-03 00:40 | 1480 | 24.1449 | 39.927 | 4351.75 | 2544.37 | 21.725 | 89.75
2021-06-03 00:45 | 1485 | 24.1427 | 39.9164 | 4341.52 | 2544.95 | 21.6833 | 89.8333
2021-06-03 00:50 | 1490 | 24.14 | 39.9068 | 4331.29 | 2545.47 | 21.6417 | 89.9167
2021-06-03 00:55 | 1495 | 24.1371 | 39.8978 | 4321.04 | 2545.93 | 21.6 | 90
2021-06-03 01:00 | 1500 | 24.1343 | 39.8893 | 4314.3 | 2545.97 | 21.6 | 89.8333
2021-06-03 01:05 | 1505 | 24.1313 | 39.8816 | 4307.56 | 2546.07 | 21.6 | 89.6667
2021-06-03 01:10 | 1510 | 24.1283 | 39.8745 | 4300.82 | 2546.2 | 21.6 | 89.5
2021-06-03 01:15 | 1515 | 24.1252 | 39.8679 | 4294.09 | 2546.33 | 21.6 | 89.3333
2021-06-03 01:20 | 1520 | 24.122 | 39.8617 | 4287.36 | 2546.47 | 21.6 | 89.1667
2021-06-03 01:25 | 1525 | 24.1188 | 39.8559 | 4280.63 | 2546.62 | 21.6 | 89
2021-06-03 01:30 | 1530 | 24.1154 | 39.8503 | 4273.89 | 2546.76 | 21.6 | 88.8333
2021-06-03 01:35 | 1535 | 24.112 | 39.845 | 4267.16 | 2546.89 | 21.6 | 88.6667
2021-06-03 01:40 | 1540 | 24.1086 | 39.8399 | 4260.42 | 2547.03 | 21.6 | 88.5
2021-06-03 01:45 | 1545 | 24.1051 | 39.835 | 4253.69 | 2547.16 | 21.6 | 88.3333
2021-06-03 01:50 | 1550 | 24.1015 | 39.8302 | 4246.95 | 2547.28 | 21.6 | 88.1667
2021-06-03 01:55 | 1555 | 24.098 | 39.8255 | 4240.2 | 2547.4 | 21.6 | 88
2021-06-03 02:00 | 1560 | 24.0956 | 39.8219 | 4241.17 | 2545.49 | 21.5833 | 88.1667
2021-06-03 02:05 | 1565 | 24.0938 | 39.8203 | 4242.23 | 2544.03 | 21.5667 | 88.3333
2021-06-03 02:10 | 1570 | 24.0921 | 39.8205 | 4243.33 | 2542.86 | 21.55 | 88.5
2021-06-03 02:15 | 1575 | 24.0906 | 39.8223 | 4244.46 | 2541.88 | 21.5333 | 88.6667
2021-06-03 02:20 | 1580 | 24.0891 | 39.8253 | 4245.6 | 2541.04 | 21.5167 | 88.8333
2021-06-03 02:25 | 1585 | 24.0876 | 39.8292 | 4246.76 | 2540.31 | 21.5 | 89
2021-06-03 02:30 | 1590 | 24.0862 | 39.8339 | 4247.92 | 2539.65 | 21.4833 | 89.1667
2021-06-03 02:35 | 1595 | 24.0847 | 39.8391 | 4249.08 | 2539.04 | 21.4667 | 89.3333
2021-06-03 02:40 | 1600 | 24.0833 | 39.8446 | 4250.25 | 2538.48 | 21.45 | 89.5
2021-06-03 02:45 | 1605 | 24.0819 | 39.8505 | 4251.4 | 2537.96 | 21.4333 | 89.6667
2021-06-03 02:50 | 1610 | 24.0805 | 39.8566 | 4252.55 | 2537.46 | 21.4167 | 89.8333
2021-06-03 02:55 | 1615 | 24.0791 | 39.8628 | 4253.7 | 2536.98 | 21.4 | 90
2021-06-03 03:00 | 1620 | 24.0797 | 39.8706 | 4267.57 | 2533.44 | 21.3833 | 90.5
2021-06-03 03:05 | 1625 | 24.081 | 39.8812 | 4281.55 | 2530.61 | 21.3667 | 91
2021-06-03 03:10 | 1630 | 24.0827 | 39.8946 | 4295.57 | 2528.22 | 21.35 | 91.5
2021-06-03 03:15 | 1635 | 24.0846 | 39.9102 | 4309.62 | 2526.13 | 21.3333 | 92
2021-06-03 03:20 | 1640 | 24.0867 | 39.9276 | 4323.67 | 2524.26 | 21.3167 | 92.5
2021-06-03 03:25 | 1645 | 24.0888 | 39.9464 | 4337.71 | 2522.55 | 21.3 | 93
2021-06-03 03:30 | 1650 | 24.091 | 39.9662 | 4351.74 | 2520.97 | 21.2833 | 93.5
2021-06-03 03:35 | 1655 | 24.0932 | 39.9867 | 4365.74 | 2519.47 | 21.2667 | 94
2021-06-03 03:40 | 1660 | 24.0956 | 40.0078 | 4379.72 | 2518.05 | 21.25 | 94.5
2021-06-03 03:45 | 1665 | 24.0979 | 40.0292 | 4393.67 | 2516.68 | 21.2333 | 95
2021-06-03 03:50 | 1670 | 24.1003 | 40.051 | 4407.59 | 2515.35 | 21.2167 | 95.5
2021-06-03 03:55 | 1675 | 24.1028 | 40.0729 | 4421.48 | 2514.06 | 21.2 | 96
2021-06-03 04:00 | 1680 | 24.1158 | 40.0557 | 4407.12 | 2519.81 | 21.1833 | 95.75
2021-06-03 04:05 | 1685 | 24.1184 | 40.0541 | 4392.93 | 2526.16 | 21.1667 | 95.5
2021-06-03 04:10 | 1690 | 24.1168 | 40.0546 | 4378.3 | 2530.3 | 21.15 | 95.25
2021-06-03 04:15 | 1695 | 24.1134 | 40.0534 | 4363.46 | 2533.29 | 21.1333 | 95
2021-06-03 04:20 | 1700 | 24.1093 | 40.0495 | 4348.49 | 2535.59 | 21.1167 | 94.75
2021-06-03 04:25 | 1705 | 24.1047 | 40.043 | 4333.45 | 2537.44 | 21.1 | 94.5
2021-06-03 04:30 | 1710 | 24.0999 | 40.0344 | 4318.38 | 2538.98 | 21.0833 | 94.25
2021-06-03 04:35 | 1715 | 24.095 | 40.0241 | 4303.28 | 2540.29 | 21.0667 | 94
2021-06-03 04:40 | 1720 | 24.09 | 40.0127 | 4288.16 | 2541.45 | 21.05 | 93.75
2021-06-03 04:45 | 1725 | 24.0849 | 40.0002 | 4273.05 | 2542.47 | 21.0333 | 93.5
2021-06-03 04:50 | 1730 | 24.0797 | 39.9872 | 4257.93 | 2543.4 | 21.0167 | 93.25
2021-06-03 04:55 | 1735 | 24.0745 | 39.9736 | 4242.82 | 2544.25 | 21 | 93
2021-06-03 05:00 | 1740 | 24.0728 | 39.9624 | 4251.64 | 2539.45 | 21 | 93.25
2021-06-03 05:05 | 1745 | 24.0724 | 39.956 | 4260.71 | 2535.89 | 21 | 93.5
2021-06-03 05:10 | 1750 | 24.0727 | 39.9542 | 4269.93 | 2533.08 | 21 | 93.75
2021-06-03 05:15 | 1755 | 24.0733 | 39.9565 | 4279.25 | 2530.78 | 21 | 94
2021-06-03 05:20 | 1760 | 24.0741 | 39.9619 | 4288.65 | 2528.85 | 21 | 94.25
2021-06-03 05:25 | 1765 | 24.075 | 39.9698 | 4298.1 | 2527.19 | 21 | 94.5
2021-06-03 05:30 | 1770 | 24.0759 | 39.9795 | 4307.58 | 2525.73 | 21 | 94.75
2021-06-03 05:35 | 1775 | 24.0769 | 39.9907 | 4317.1 | 2524.41 | 21 | 95
2021-06-03 05:40 | 1780 | 24.078 | 40.0028 | 4326.64 | 2523.2 | 21 | 95.25
2021-06-03 05:45 | 1785 | 24.0791 | 40.0158 | 4336.19 | 2522.09 | 21 | 95.5
2021-06-03 05:50 | 1790 | 24.0803 | 40.0294 | 4345.75 | 2521.03 | 21 | 95.75
2021-06-03 05:55 | 1795 | 24.0815 | 40.0434 | 4355.33 | 2520.03 | 21 | 96
2021-06-03 06:00 | 1800 | 24.1423 | 39.9164 | 4366.37 | 2519.09 | 21.0333 | 96
2021-06-03 06:05 | 1805 | 24.1685 | 39.8753 | 4379.31 | 2527.02 | 21.0667 | 96
2021-06-03 06:10 | 1810 | 24.1814 | 39.8663 | 4391.22 | 2530.06 | 21.1 | 96
2021-06-03 06:15 | 1815 | 24.1886 | 39.8707 | 4402.73 | 2531.18 | 21.1333 | 96
2021-06-03 06:20 | 1820 | 24.1934 | 39.8804 | 4414.07 | 2531.43 | 21.1667 | 96
2021-06-03 06:25 | 1825 | 24.1972 | 39.892 | 4425.34 | 2531.28 | 21.2 | 96
2021-06-03 06:30 | 1830 | 24.2005 | 39.9025 | 4436.58 | 2530.93 | 21.2333 | 96
2021-06-03 06:35 | 1835 | 24.2035 | 39.9138 | 4447.79 | 2530.38 | 21.2667 | 96
2021-06-03 06:40 | 1840 | 24.2063 | 39.9256 | 4459.01 | 2529.77 | 21.3 | 96
2021-06-03 06:45 | 1845 | 24.2091 | 39.9377 | 4470.23 | 2529.14 | 21.3333 | 96
2021-06-03 06:50 | 1850 | 24.2118 | 39.95 | 4481.46 | 2528.5 | 21.3667 | 96
2021-06-03 06:55 | 1855 | 24.2144 | 39.9624 | 4492.7 | 2527.84 | 21.4 | 96
2021-06-03 07:00 | 1860 | 24.2156 | 39.9739 | 4496.22 | 2529.41 | 21.4583 | 95.5833
2021-06-03 07:05 | 1865 | 24.2162 | 39.9834 | 4499.57 | 2530.48 | 21.5167 | 95.1667
2021-06-03 07:10 | 1870 | 24.2165 | 39.9911 | 4502.77 | 2531.25 | 21.575 | 94.75
2021-06-03 07:15 | 1875 | 24.2166 | 39.9972 | 4505.86 | 2531.81 | 21.6333 | 94.3333
2021-06-03 07:20 | 1880 | 24.2165 | 40.002 | 4508.83 | 2532.22 | 21.6917 | 93.9167
2021-06-03 07:25 | 1885 | 24.2164 | 40.0058 | 4511.71 | 2532.52 | 21.75 | 93.5
2021-06-03 07:30 | 1890 | 24.2162 | 40.0088 | 4514.5 | 2532.74 | 21.8083 | 93.0833
2021-06-03 07:35 | 1895 | 24.2159 | 40.0112 | 4517.19 | 2532.9 | 21.8667 | 92.6667
2021-06-03 07:40 | 1900 | 24.2155 | 40.0132 | 4519.79 | 2533.02 | 21.925 | 92.25
2021-06-03 07:45 | 1905 | 24.2151 | 40.0148 | 4522.31 | 2533.11 | 21.9833 | 91.8333
2021-06-03 07:50 | 1910 | 24.2146 | 40.016 | 4524.74 | 2533.17 | 22.0417 | 91.4167
2021-06-03 07:55 | 1915 | 24.2141 | 40.0171 | 4527.09 | 2533.21 | 22.1 | 91
2021-06-03 08:00 | 1920 | 24.2165 | 40.0201 | 4548.67 | 2528.5 | 22.1667 | 91
2021-06-03 08:05 | 1925 | 24.2202 | 40.0271 | 4570.52 | 2524.81 | 22.2333 | 91
2021-06-03 08:10 | 1930 | 24.2244 | 40.0381 | 4592.55 | 2521.76 | 22.3 | 91
2021-06-03 08:15 | 1935 | 24.2289 | 40.0524 | 4614.72 | 2519.14 | 22.3667 | 91
2021-06-03 08:20 | 1940 | 24.2336 | 40.0694 | 4637 | 2516.82 | 22.4333 | 91
2021-06-03 08:25 | 1945 | 24.2385 | 40.0885 | 4659.37 | 2514.73 | 22.5 | 91
2021-06-03 08:30 | 1950 | 24.2435 | 40.1093 | 4681.83 | 2512.79 | 22.5667 | 91
2021-06-03 08:35 | 1955 | 24.2485 | 40.1313 | 4704.37 | 2510.98 | 22.6333 | 91
2021-06-03 08:40 | 1960 | 24.2536 | 40.1543 | 4726.98 | 2509.26 | 22.7 | 91
2021-06-03 08:45 | 1965 | 24.2589 | 40.178 | 4749.65 | 2507.6 | 22.7667 | 91
2021-06-03 08:50 | 1970 | 24.2642 | 40.2023 | 4772.39 | 2506 | 22.8333 | 91
2021-06-03 08:55 | 1975 | 24.2695 | 40.227 | 4795.19 | 2504.44 | 22.9 | 91
2021-06-03 09:00 | 1980 | 24.2696 | 40.248 | 4785.31 | 2511.61 | 22.9833 | 90.0833
2021-06-03 09:05 | 1985 | 24.2673 | 40.2616 | 4774.72 | 2516.92 | 23.0667 | 89.1667
2021-06-03 09:10 | 1990 | 24.2639 | 40.268 | 4763.58 | 2521.07 | 23.15 | 88.25
2021-06-03 09:15 | 1995 | 24.2599 | 40.2682 | 4751.96 | 2524.44 | 23.2333 | 87.3333
2021-06-03 09:20 | 2000 | 24.2556 | 40.2632 | 4739.89 | 2527.26 | 23.3167 | 86.4167
2021-06-03 09:25 | 2005 | 24.251 | 40.2542 | 4727.42 | 2529.69 | 23.4 | 85.5
2021-06-03 09:30 | 2010 | 24.2462 | 40.2421 | 4714.55 | 2531.83 | 23.4833 | 84.5833
2021-06-03 09:35 | 2015 | 24.2412 | 40.2274 | 4701.3 | 2533.75 | 23.5667 | 83.6667
2021-06-03 09:40 | 2020 | 24.236 | 40.2108 | 4687.68 | 2535.53 | 23.65 | 82.75
2021-06-03 09:45 | 2025 | 24.2308 | 40.1927 | 4673.7 | 2537.19 | 23.7333 | 81.8333
2021-06-03 09:50 | 2030 | 24.2253 | 40.1733 | 4659.35 | 2538.76 | 23.8167 | 80.9167
2021-06-03 09:55 | 2035 | 24.2198 | 40.1528 | 4644.64 | 2540.28 | 23.9 | 80
2021-06-03 10:00 | 2040 | 24.2175 | 40.1341 | 4650.3 | 2536.38 | 23.9667 | 79.6667
2021-06-03 10:05 | 2045 | 24.2165 | 40.1193 | 4656.12 | 2533.61 | 24.0333 | 79.3333
2021-06-03 10:10 | 2050 | 24.2162 | 40.1086 | 4662.01 | 2531.57 | 24.1 | 79
2021-06-03 10:15 | 2055 | 24.2161 | 40.1013 | 4667.93 | 2530.01 | 24.1667 | 78.6667
2021-06-03 10:20 | 2060 | 24.2162 | 40.0967 | 4673.84 | 2528.79 | 24.2333 | 78.3333
2021-06-03 10:25 | 2065 | 24.2164 | 40.0942 | 4679.73 | 2527.83 | 24.3 | 78
2021-06-03 10:30 | 2070 | 24.2166 | 40.0933 | 4685.58 | 2527.06 | 24.3667 | 77.6667
2021-06-03 10:35 | 2075 | 24.2169 | 40.0934 | 4691.39 | 2526.43 | 24.4333 | 77.3333
2021-06-03 10:40 | 2080 | 24.2173 | 40.0943 | 4697.14 | 2525.92 | 24.5 | 77
2021-06-03 10:45 | 2085 | 24.2177 | 40.0958 | 4702.83 | 2525.5 | 24.5667 | 76.6667
2021-06-03 10:50 | 2090 | 24.2181 | 40.0978 | 4708.46 | 2525.14 | 24.6333 | 76.3333
2021-06-03 10:55 | 2095 | 24.2186 | 40.0999 | 4714.03 | 2524.84 | 24.7 | 76
2021-06-03 11:00 | 2100 | 24.4126 | 39.1211 | 4764.81 | 2512.96 | 24.75 | 76.75
2021-06-03 11:05 | 2105 | 24.5052 | 38.5495 | 4814.75 | 2493.28 | 24.8 | 77.5
2021-06-03 11:10 | 2110 | 24.5572 | 38.1903 | 4863.88 | 2469.58 | 24.85 | 78.25
2021-06-03 11:15 | 2115 | 24.5909 | 37.9594 | 4913.53 | 2447.82 | 24.9 | 79
2021-06-03 11:20 | 2120 | 24.6168 | 37.8107 | 4963.98 | 2429.22 | 24.95 | 79.75
2021-06-03 11:25 | 2125 | 24.6392 | 37.7179 | 5015.26 | 2413.8 | 25 | 80.5
2021-06-03 11:30 | 2130 | 24.66 | 37.665 | 5067.3 | 2401.09 | 25.05 | 81.25
2021-06-03 11:35 | 2135 | 24.6803 | 37.641 | 5119.99 | 2390.57 | 25.1 | 82
2021-06-03 11:40 | 2140 | 24.7005 | 37.6383 | 5173.23 | 2381.74 | 25.15 | 82.75
2021-06-03 11:45 | 2145 | 24.7206 | 37.6516 | 5226.95 | 2374.22 | 25.2 | 83.5
2021-06-03 11:50 | 2150 | 24.7409 | 37.677 | 5281.09 | 2367.69 | 25.25 | 84.25
2021-06-03 11:55 | 2155 | 24.7614 | 37.7116 | 5335.6 | 2361.89 | 25.3 | 85
2021-06-03 12:00 | 2160 | 24.7771 | 37.7494 | 5360.79 | 2364.62 | 25.3333 | 85.25
2021-06-03 12:05 | 2165 | 24.7905 | 37.7861 | 5385.77 | 2366.06 | 25.3667 | 85.5
2021-06-03 12:10 | 2170 | 24.8029 | 37.8207 | 5410.65 | 2366.73 | 25.4 | 85.75
2021-06-03 12:15 | 2175 | 24.8148 | 37.8531 | 5435.49 | 2366.89 | 25.4333 | 86
2021-06-03 12:20 | 2180 | 24.8264 | 37.8836 | 5460.33 | 2366.71 | 25.4667 | 86.25
2021-06-03 12:25 | 2185 | 24.8379 | 37.9125 | 5485.17 | 2366.28 | 25.5 | 86.5
2021-06-03 12:30 | 2190 | 24.8494 | 37.9403 | 5510.03 | 2365.68 | 25.5333 | 86.75
2021-06-03 12:35 | 2195 | 24.8608 | 37.9671 | 5534.93 | 2364.93 | 25.5667 | 87
2021-06-03 12:40 | 2200 | 24.8722 | 37.9934 | 5559.87 | 2364.09 | 25.6 | 87.25
2021-06-03 12:45 | 2205 | 24.8837 | 38.0191 | 5584.85 | 2363.17 | 25.6333 | 87.5
2021-06-03 12:50 | 2210 | 24.8952 | 38.0446 | 5609.89 | 2362.19 | 25.6667 | 87.75
2021-06-03 12:55 | 2215 | 24.9067 | 38.0698 | 5634.97 | 2361.17 | 25.7 | 88
2021-06-03 13:00 | 2220 | 24.9062 | 38.0863 | 5594.04 | 2379.17 | 25.7417 | 86.8333
2021-06-03 13:05 | 2225 | 24.9 | 38.0877 | 5551.94 | 2392.8 | 25.7833 | 85.6667
2021-06-03 13:10 | 2230 | 24.8909 | 38.0744 | 5508.98 | 2403.59 | 25.825 | 84.5
2021-06-03 13:15 | 2235 | 24.8804 | 38.0482 | 5465.33 | 2412.45 | 25.8667 | 83.3333
2021-06-03 13:20 | 2240 | 24.869 | 38.0117 | 5421.11 | 2419.93 | 25.9083 | 82.1667
2021-06-03 13:25 | 2245 | 24.8572 | 37.967 | 5376.39 | 2426.41 | 25.95 | 81
2021-06-03 13:30 | 2250 | 24.8451 | 37.9159 | 5331.22 | 2432.17 | 25.9917 | 79.8333
2021-06-03 13:35 | 2255 | 24.8328 | 37.8602 | 5285.63 | 2437.38 | 26.0333 | 78.6667
2021-06-03 13:40 | 2260 | 24.8203 | 37.8008 | 5239.65 | 2442.18 | 26.075 | 77.5
2021-06-03 13:45 | 2265 | 24.8077 | 37.7388 | 5193.3 | 2446.66 | 26.1167 | 76.3333
2021-06-03 13:50 | 2270 | 24.795 | 37.6749 | 5146.58 | 2450.91 | 26.1583 | 75.1667
2021-06-03 13:55 | 2275 | 24.7821 | 37.6095 | 5099.52 | 2454.97 | 26.2 | 74
2021-06-03 14:00 | 2280 | 24.8022 | 38.127 | 5068.25 | 2454.13 | 26.2 | 73.4167
2021-06-03 14:05 | 2285 | 24.8083 | 38.5229 | 5047.19 | 2504.82 | 26.2 | 72.8333
2021-06-03 14:10 | 2290 | 24.8081 | 38.8177 | 5023.55 | 2542.59 | 26.2 | 72.25
2021-06-03 14:15 | 2295 | 24.8049 | 39.0322 | 4998.09 | 2571.18 | 26.2 | 71.6667
2021-06-03 14:20 | 2300 | 24.8002 | 39.1843 | 4971.3 | 2593.09 | 26.2 | 71.0833
2021-06-03 14:25 | 2305 | 24.7947 | 39.2887 | 4943.52 | 2610.06 | 26.2 | 70.5
2021-06-03 14:30 | 2310 | 24.7888 | 39.3554 | 4915.02 | 2623.36 | 26.2 | 69.9167
2021-06-03 14:35 | 2315 | 24.7827 | 39.3949 | 4885.94 | 2633.8 | 26.2 | 69.3333
2021-06-03 14:40 | 2320 | 24.7764 | 39.4141 | 4856.44 | 2642.2 | 26.2 | 68.75
2021-06-03 14:45 | 2325 | 24.7701 | 39.4179 | 4826.64 | 2649.06 | 26.2 | 68.1667
2021-06-03 14:50 | 2330 | 24.7636 | 39.4103 | 4796.59 | 2654.77 | 26.2 | 67.5833
2021-06-03 14:55 | 2335 | 24.7571 | 39.3941 | 4766.36 | 2659.6 | 26.2 | 67
2021-06-03 15:00 | 2340 | 24.4416 | 40.1234 | 4754.3 | 2640.39 | 26.175 | 67
2021-06-03 15:05 | 2345 | 24.1944 | 40.6698 | 4737.47 | 2598.98 | 26.15 | 67
2021-06-03 15:10 | 2350 | 24.1204 | 40.8051 | 4724.06 | 2573.38 | 26.125 | 67
2021-06-03 15:15 | 2355 | 24.0844 | 40.852 | 4713.49 | 2560.96 | 26.1 | 67
2021-06-03 15:20 | 2360 | 24.0638 | 40.8664 | 4704.18 | 2554.41 | 26.075 | 67
2021-06-03 15:25 | 2365 | 24.0498 | 40.8692 | 4695.43 | 2550.48 | 26.05 | 67
2021-06-03 15:30 | 2370 | 24.0391 | 40.8682 | 4686.96 | 2547.86 | 26.025 | 67
2021-06-03 15:35 | 2375 | 24.0301 | 40.8659 | 4678.65 | 2545.98 | 26 | 67
2021-06-03 15:40 | 2380 | 24.0222 | 40.8636 | 4670.45 | 2544.57 | 25.975 | 67
2021-06-03 15:45 | 2385 | 24.0149 | 40.8614 | 4662.32 | 2543.48 | 25.95 | 67
2021-06-03 15:50 | 2390 | 24.0084 | 40.8591 | 4654.24 | 2542.62 | 25.925 | 67
2021-06-03 15:55 | 2395 | 24.0024 | 40.8567 | 4646.21 | 2541.97 | 25.9 | 67
2021-06-03 16:00 | 2400 | 24.2889 | 39.9133 | 4656.18 | 2547.03 | 25.8583 | 67.4167
2021-06-03 16:05 | 2405 | 24.5154 | 39.0815 | 4669.08 | 2565.52 | 25.8167 | 67.8333
2021-06-03 16:10 | 2410 | 24.5879 | 38.7593 | 4678.9 | 2570.08 | 25.775 | 68.25
2021-06-03 16:15 | 2415 | 24.6246 | 38.5672 | 4687 | 2567.48 | 25.7333 | 68.6667
2021-06-03 16:20 | 2420 | 24.6459 | 38.4441 | 4694.54 | 2562.87 | 25.6917 | 69.0833
2021-06-03 16:25 | 2425 | 24.6602 | 38.3611 | 4701.96 | 2558.33 | 25.65 | 69.5
2021-06-03 16:30 | 2430 | 24.6712 | 38.3036 | 4709.42 | 2554.47 | 25.6083 | 69.9167
2021-06-03 16:35 | 2435 | 24.6805 | 38.2632 | 4716.93 | 2551.4 | 25.5667 | 70.3333
2021-06-03 16:40 | 2440 | 24.6888 | 38.2349 | 4724.49 | 2549.01 | 25.525 | 70.75
2021-06-03 16:45 | 2445 | 24.6965 | 38.2151 | 4732.07 | 2547.2 | 25.4833 | 71.1667
2021-06-03 16:50 | 2450 | 24.7039 | 38.2016 | 4739.65 | 2545.84 | 25.4417 | 71.5833
2021-06-03 16:55 | 2455 | 24.7109 | 38.193 | 4747.21 | 2544.82 | 25.4 | 72
2021-06-03 17:00 | 2460 | 24.7158 | 38.1873 | 4741.48 | 2547.17 | 25.3417 | 72.25
2021-06-03 17:05 | 2465 | 24.7195 | 38.1815 | 4735.6 | 2549.07 | 25.2833 | 72.5
2021-06-03 17:10 | 2470 | 24.7226 | 38.1754 | 4729.61 | 2550.64 | 25.225 | 72.75
2021-06-03 17:15 | 2475 | 24.7253 | 38.1685 | 4723.53 | 2551.98 | 25.1667 | 73
2021-06-03 17:20 | 2480 | 24.7278 | 38.1609 | 4717.36 | 2553.17 | 25.1083 | 73.25
2021-06-03 17:25 | 2485 | 24.7301 | 38.1529 | 4711.13 | 2554.25 | 25.05 | 73.5
2021-06-03 17:30 | 2490 | 24.8445 | 38.9713 | 4704.83 | 2555.25 | 24.9917 | 73.75
2021-06-03 17:35 | 2495 | 24.8988 | 39.6616 | 4717.3 | 2650 | 24.9333 | 74
2021-06-03 17:40 | 2500 | 24.9273 | 40.2104 | 4724.18 | 2717.43 | 24.875 | 74.25
2021-06-03 17:45 | 2505 | 24.9437 | 40.6348 | 4727.37 | 2766.8 | 24.8167 | 74.5
2021-06-03 17:50 | 2510 | 24.9546 | 40.957 | 4727.98 | 2803.52 | 24.7583 | 74.75
2021-06-03 17:55 | 2515 | 24.9627 | 41.1986 | 4726.74 | 2831.15 | 24.7 | 75
2021-06-03 18:00 | 2520 | 24.9686 | 41.3775 | 4720.33 | 2853.39 | 24.6667 | 75
2021-06-03 18:05 | 2525 | 24.9731 | 41.508 | 4712.88 | 2870.38 | 24.6333 | 75
2021-06-03 18:10 | 2530 | 24.9769 | 41.6016 | 4704.68 | 2883.47 | 24.6 | 75
2021-06-03 18:15 | 2535 | 24.9802 | 41.6671 | 4695.91 | 2893.64 | 24.5667 | 75
2021-06-03 18:20 | 2540 | 24.9831 | 41.7117 | 4686.72 | 2901.64 | 24.5333 | 75
2021-06-03 18:25 | 2545 | 24.9857 | 41.7405 | 4677.21 | 2907.97 | 24.5 | 75
2021-06-03 18:30 | 2550 | 24.988 | 41.7575 | 4667.46 | 2913.05 | 24.4667 | 75
2021-06-03 18:35 | 2555 | 24.99 | 41.7657 | 4657.54 | 2917.19 | 24.4333 | 75
2021-06-03 18:40 | 2560 | 24.9918 | 41.7674 | 4647.49 | 2920.6 | 24.4 | 75
2021-06-03 18:45 | 2565 | 24.9935 | 41.7642 | 4637.34 | 2923.46 | 24.3667 | 75
2021-06-03 18:50 | 2570 | 24.9948 | 41.7577 | 4627.12 | 2925.91 | 24.3333 | 75
2021-06-03 18:55 | 2575 | 24.9959 | 41.7487 | 4616.84 | 2928.01 | 24.3 | 75
2021-06-03 19:00 | 2580 | 24.9975 | 41.738 | 4610.31 | 2928.92 | 24.2667 | 75.0833
2021-06-03 19:05 | 2585 | 24.9992 | 41.7266 | 4603.77 | 2929.87 | 24.2333 | 75.1667
2021-06-03 19:10 | 2590 | 25.0008 | 41.7152 | 4597.24 | 2930.79 | 24.2 | 75.25
2021-06-03 19:15 | 2595 | 25.0024 | 41.7036 | 4590.69 | 2931.7 | 24.1667 | 75.3333
2021-06-03 19:20 | 2600 | 25.0038 | 41.6923 | 4584.13 | 2932.58 | 24.1333 | 75.4167
2021-06-03 19:25 | 2605 | 25.0051 | 41.6812 | 4577.57 | 2933.42 | 24.1 | 75.5
2021-06-03 19:30 | 2610 | 25.0063 | 41.6702 | 4570.99 | 2934.24 | 24.0667 | 75.5833
2021-06-03 19:35 | 2615 | 25.0073 | 41.6595 | 4564.41 | 2935.04 | 24.0333 | 75.6667
2021-06-03 19:40 | 2620 | 25.0083 | 41.649 | 4557.82 | 2935.8 | 24 | 75.75
2021-06-03 19:45 | 2625 | 25.0091 | 41.6387 | 4551.22 | 2936.55 | 23.9667 | 75.8333
2021-06-03 19:50 | 2630 | 25.0098 | 41.6287 | 4544.61 | 2937.27 | 23.9333 | 75.9167
2021-06-03 19:55 | 2635 | 25.0103 | 41.6189 | 4537.99 | 2937.97 | 23.9 | 76
2021-06-03 20:00 | 2640 | 24.7369 | 42.2978 | 4536.2 | 2937.36 | 23.8583 | 76.25
2021-06-03 20:05 | 2645 | 24.6253 | 42.555 | 4525.77 | 2896.67 | 23.8167 | 76.5
2021-06-03 20:10 | 2650 | 24.576 | 42.6527 | 4520.13 | 2878.38 | 23.775 | 76.75
2021-06-03 20:15 | 2655 | 24.5529 | 42.687 | 4516.38 | 2869.1 | 23.7333 | 77
2021-06-03 20:20 | 2660 | 24.5403 | 42.6987 | 4513.47 | 2863.91 | 23.6917 | 77.25
2021-06-03 20:25 | 2665 | 24.5323 | 42.7031 | 4510.92 | 2860.6 | 23.65 | 77.5
2021-06-03 20:30 | 2670 | 24.5264 | 42.7056 | 4508.53 | 2858.26 | 23.6083 | 77.75
2021-06-03 20:35 | 2675 | 24.5217 | 42.7078 | 4506.22 | 2856.49 | 23.5667 | 78
2021-06-03 20:40 | 2680 | 24.5176 | 42.7106 | 4503.95 | 2855.09 | 23.525 | 78.25
2021-06-03 20:45 | 2685 | 24.5138 | 42.7142 | 4501.7 | 2853.95 | 23.4833 | 78.5
2021-06-03 20:50 | 2690 | 24.5104 | 42.7182 | 4499.44 | 2852.99 | 23.4417 | 78.75
2021-06-03 20:55 | 2695 | 24.5071 | 42.7227 | 4497.18 | 2852.17 | 23.4 | 79
2021-06-03 21:00 | 2700 | 24.0404 | 43.9316 | 4478.8 | 2816.55 | 23.3667 | 79
2021-06-03 21:05 | 2705 | 23.613 | 45.0072 | 4455.88 | 2759.63 | 23.3333 | 79
2021-06-03 21:10 | 2710 | 23.5047 | 45.2299 | 4437.05 | 2721.56 | 23.3 | 79
2021-06-03 21:15 | 2715 | 23.45 | 45.3116 | 4422.43 | 2702.97 | 23.2667 | 79
2021-06-03 21:20 | 2720 | 23.4154 | 45.3463 | 4409.56 | 2692.57 | 23.2333 | 79
2021-06-03 21:25 | 2725 | 23.389 | 45.3663 | 4397.44 | 2685.64 | 23.2 | 79
2021-06-03 21:30 | 2730 | 23.8677 | 44.0441 | 4391.16 | 2705.9 | 23.1667 | 79
2021-06-03 21:35 | 2735 | 24.2136 | 43.1378 | 4393.77 | 2767.71 | 23.1333 | 79
2021-06-03 21:40 | 2740 | 24.3073 | 42.9178 | 4390.78 | 2803.58 | 23.1 | 79
2021-06-03 21:45 | 2745 | 24.3461 | 42.8378 | 4383.83 | 2820.93 | 23.0667 | 79
2021-06-03 21:50 | 2750 | 24.363 | 42.8083 | 4375.14 | 2830.08 | 23.0333 | 79
2021-06-03 21:55 | 2755 | 24.3708 | 42.7964 | 4365.69 | 2835.62 | 23 | 79
2021-06-03 22:00 | 2760 | 24.3745 | 42.7907 | 4356.84 | 2839.05 | 22.9583 | 79.0833
2021-06-03 22:05 | 2765 | 24.3762 | 42.7862 | 4347.81 | 2841.6 | 22.9167 | 79.1667
2021-06-03 22:10 | 2770 | 24.3769 | 42.7813 | 4338.66 | 2843.59 | 22.875 | 79.25
2021-06-03 22:15 | 2775 | 24.3769 | 42.7757 | 4329.44 | 2845.19 | 22.8333 | 79.3333
2021-06-03 22:20 | 2780 | 24.3764 | 42.7695 | 4320.16 | 2846.54 | 22.7917 | 79.4167
2021-06-03 22:25 | 2785 | 24.3755 | 42.7628 | 4310.84 | 2847.67 | 22.75 | 79.5
2021-06-03 22:30 | 2790 | 24.3745 | 42.7528 | 4301.49 | 2848.65 | 22.7083 | 79.5833
2021-06-03 22:35 | 2795 | 24.3732 | 42.7435 | 4292.08 | 2849.36 | 22.6667 | 79.6667
2021-06-03 22:40 | 2800 | 24.3716 | 42.7347 | 4282.66 | 2850 | 22.625 | 79.75
2021-06-03 22:45 | 2805 | 24.3699 | 42.726 | 4273.24 | 2850.59 | 22.5833 | 79.8333
2021-06-03 22:50 | 2810 | 24.3679 | 42.7177 | 4263.8 | 2851.14 | 22.5417 | 79.9167
2021-06-03 22:55 | 2815 | 24.3659 | 42.7097 | 4254.36 | 2851.66 | 22.5 | 80
2021-06-03 23:00 | 2820 | 23.9647 | 43.04 | 4247.96 | 2810.75 | 22.45 | 80.4167
2021-06-03 23:05 | 2825 | 23.6612 | 42.8845 | 4229.34 | 2711.25 | 22.4 | 80.8333
2021-06-03 23:10 | 2830 | 23.5715 | 42.5561 | 4215.08 | 2632.32 | 22.35 | 81.25
2021-06-03 23:15 | 2835 | 23.5265 | 42.2456 | 4206.5 | 2581.01 | 22.3 | 81.6667
2021-06-03 23:20 | 2840 | 23.4989 | 41.9938 | 4201.04 | 2545.28 | 22.25 | 82.0833
2021-06-03 23:25 | 2845 | 23.4787 | 41.8025 | 4197.45 | 2519.07 | 22.2 | 82.5
2021-06-03 23:30 | 2850 | 23.4621 | 41.6623 | 4195.07 | 2499.25 | 22.15 | 82.9167
2021-06-03 23:35 | 2855 | 23.4478 | 41.5623 | 4193.52 | 2483.96 | 22.1 | 83.3333
2021-06-03 23:40 | 2860 | 23.4348 | 41.4932 | 4192.57 | 2472.04 | 22.05 | 83.75
2021-06-03 23:45 | 2865 | 23.4227 | 41.448 | 4192.04 | 2462.62 | 22 | 84.1667
2021-06-03 23:50 | 2870 | 23.4116 | 41.4201 | 4191.81 | 2455.07 | 21.95 | 84.5833
2021-06-03 23:55 | 2875 | 23.4011 | 41.4053 | 4191.8 | 2448.98 | 21.9 | 85
2021-06-04 | 2880 | 23.6939 | 40.6616 | 4202.27 | 2458.23 | 21.8833 | 85.3333
2021-06-04 00:05 | 2885 | 23.9116 | 40.1286 | 4218.11 | 2492.79 | 21.8667 | 85.6667
2021-06-04 00:10 | 2890 | 23.9742 | 39.991 | 4230.6 | 2511.92 | 21.85 | 86
2021-06-04 00:15 | 2895 | 24.0026 | 39.94 | 4240.67 | 2519.93 | 21.8333 | 86.3333
2021-06-04 00:20 | 2900 | 24.0171 | 39.9238 | 4249.69 | 2523.19 | 21.8167 | 86.6667
2021-06-04 00:25 | 2905 | 24.0257 | 39.922 | 4258.26 | 2524.51 | 21.8 | 87
2021-06-04 00:30 | 2910 | 24.0316 | 39.9267 | 4266.63 | 2524.98 | 21.7833 | 87.3333
2021-06-04 00:35 | 2915 | 24.0361 | 39.9345 | 4274.89 | 2525.06 | 21.7667 | 87.6667
2021-06-04 00:40 | 2920 | 24.0398 | 39.944 | 4283.08 | 2524.92 | 21.75 | 88
2021-06-04 00:45 | 2925 | 24.0431 | 39.9543 | 4291.21 | 2524.65 | 21.7333 | 88.3333
2021-06-04 00:50 | 2930 | 24.046 | 39.9653 | 4299.3 | 2524.31 | 21.7167 | 88.6667
2021-06-04 00:55 | 2935 | 24.0486 | 39.9768 | 4307.35 | 2523.9 | 21.7 | 89
2021-06-04 01:00 | 2940 | 24.0485 | 39.9865 | 4297.17 | 2527.67 | 21.6667 | 89
2021-06-04 01:05 | 2945 | 24.0471 | 39.9927 | 4286.8 | 2530.45 | 21.6333 | 89
2021-06-04 01:10 | 2950 | 24.045 | 39.9956 | 4276.31 | 2532.59 | 21.6 | 89
2021-06-04 01:15 | 2955 | 24.0426 | 39.9955 | 4265.75 | 2534.3 | 21.5667 | 89
2021-06-04 01:20 | 2960 | 24.04 | 39.9931 | 4255.13 | 2535.7 | 21.5333 | 89
2021-06-04 01:25 | 2965 | 24.0372 | 39.9891 | 4244.48 | 2536.86 | 21.5 | 89
2021-06-04 01:30 | 2970 | 24.0343 | 39.9837 | 4233.81 | 2537.85 | 21.4667 | 89
2021-06-04 01:35 | 2975 | 24.0312 | 39.9775 | 4223.12 | 2538.7 | 21.4333 | 89
2021-06-04 01:40 | 2980 | 24.028 | 39.9705 | 4212.43 | 2539.45 | 21.4 | 89
2021-06-04 01:45 | 2985 | 24.0248 | 39.9631 | 4201.73 | 2540.12 | 21.3667 | 89
2021-06-04 01:50 | 2990 | 24.0215 | 39.9554 | 4191.03 | 2540.72 | 21.3333 | 89
2021-06-04 01:55 | 2995 | 24.0181 | 39.9475 | 4180.33 | 2541.27 | 21.3 | 89
2021-06-04 02:00 | 3000 | 24.0158 | 39.9402 | 4177.98 | 2539.98 | 21.2833 | 89.0833
2021-06-04 02:05 | 3005 | 24.0139 | 39.9345 | 4175.7 | 2539.07 | 21.2667 | 89.1667
2021-06-04 02:10 | 3010 | 24.0121 | 39.9303 | 4173.47 | 2538.39 | 21.25 | 89.25
2021-06-04 02:15 | 3015 | 24.0104 | 39.9274 | 4171.26 | 2537.87 | 21.2333 | 89.3333
2021-06-04 02:20 | 3020 | 24.0088 | 39.9256 | 4169.07 | 2537.45 | 21.2167 | 89.4167
2021-06-04 02:25 | 3025 | 24.0071 | 39.9246 | 4166.9 | 2537.11 | 21.2 | 89.5
2021-06-04 02:30 | 3030 | 24.0054 | 39.9242 | 4164.73 | 2536.83 | 21.1833 | 89.5833
2021-06-04 02:35 | 3035 | 24.0037 | 39.9243 | 4162.57 | 2536.59 | 21.1667 | 89.6667
2021-06-04 02:40 | 3040 | 24.0021 | 39.9248 | 4160.41 | 2536.38 | 21.15 | 89.75
2021-06-04 02:45 | 3045 | 24.0003 | 39.9255 | 4158.25 | 2536.19 | 21.1333 | 89.8333
2021-06-04 02:50 | 3050 | 23.9986 | 39.9265 | 4156.09 | 2536.03 | 21.1167 | 89.9167
2021-06-04 02:55 | 3055 | 23.9969 | 39.9276 | 4153.93 | 2535.87 | 21.1 | 90
2021-06-04 03:00 | 3060 | 23.9952 | 39.9289 | 4151.76 | 2535.72 | 21.0833 | 90.0833
2021-06-04 03:05 | 3065 | 23.9934 | 39.9303 | 4149.6 | 2535.58 | 21.0667 | 90.1667
2021-06-04 03:10 | 3070 | 23.9917 | 39.9317 | 4147.43 | 2535.45 | 21.05 | 90.25
2021-06-04 03:15 | 3075 | 23.9899 | 39.9332 | 4145.26 | 2535.31 | 21.0333 | 90.3333
2021-06-04 03:20 | 3080 | 23.9882 | 39.9347 | 4143.09 | 2535.18 | 21.0167 | 90.4167
2021-06-04 03:25 | 3085 | 23.9864 | 39.9363 | 4140.92 | 2535.06 | 21 | 90.5
2021-06-04 03:30 | 3090 | 23.9847 | 39.9379 | 4138.74 | 2534.93 | 20.9833 | 90.5833
2021-06-04 03:35 | 3095 | 23.9829 | 39.9395 | 4136.56 | 2534.81 | 20.9667 | 90.6667
2021-06-04 03:40 | 3100 | 23.9811 | 39.9411 | 4134.37 | 2534.68 | 20.95 | 90.75
2021-06-04 03:45 | 3105 | 23.9793 | 39.9428 | 4132.18 | 2534.56 | 20.9333 | 90.8333
2021-06-04 03:50 | 3110 | 23.9775 | 39.9444 | 4129.99 | 2534.43 | 20.9167 | 90.9167
2021-06-04 03:55 | 3115 | 23.9758 | 39.9461 | 4127.8 | 2534.31 | 20.9 | 91
2021-06-04 04:00 | 3120 | 23.9878 | 39.9113 | 4118.91 | 2535.86 | 20.8917 | 90.8333
2021-06-04 04:05 | 3125 | 23.9906 | 39.8966 | 4110.43 | 2539.21 | 20.8833 | 90.6667
2021-06-04 04:10 | 3130 | 23.99 | 39.8886 | 4101.63 | 2541.08 | 20.875 | 90.5
2021-06-04 04:15 | 3135 | 23.9879 | 39.8826 | 4092.71 | 2542.31 | 20.8667 | 90.3333
2021-06-04 04:20 | 3140 | 23.9851 | 39.877 | 4083.72 | 2543.22 | 20.8583 | 90.1667
2021-06-04 04:25 | 3145 | 23.982 | 39.8711 | 4074.71 | 2543.94 | 20.85 | 90
2021-06-04 04:30 | 3150 | 23.9787 | 39.8649 | 4065.67 | 2544.55 | 20.8417 | 89.8333
2021-06-04 04:35 | 3155 | 23.9754 | 39.8584 | 4056.63 | 2545.09 | 20.8333 | 89.6667
2021-06-04 04:40 | 3160 | 23.972 | 39.8516 | 4047.59 | 2545.57 | 20.825 | 89.5
2021-06-04 04:45 | 3165 | 23.9686 | 39.8446 | 4038.54 | 2546.01 | 20.8167 | 89.3333
2021-06-04 04:50 | 3170 | 23.9651 | 39.8374 | 4029.49 | 2546.42 | 20.8083 | 89.1667
2021-06-04 04:55 | 3175 | 23.9616 | 39.8302 | 4020.45 | 2546.8 | 20.8 | 89
2021-06-04 05:00 | 3180 | 23.9575 | 39.8225 | 4007.79 | 2548.1 | 20.8 | 88.6667
2021-06-04 05:05 | 3185 | 23.9531 | 39.8139 | 3995.08 | 2549.16 | 20.8 | 88.3333
2021-06-04 05:10 | 3190 | 23.9486 | 39.8044 | 3982.34 | 2550.09 | 20.8 | 88
2021-06-04 05:15 | 3195 | 23.9441 | 39.7943 | 3969.58 | 2550.91 | 20.8 | 87.6667
2021-06-04 05:20 | 3200 | 23.9394 | 39.7836 | 3956.8 | 2551.66 | 20.8 | 87.3333
2021-06-04 05:25 | 3205 | 23.9348 | 39.7726 | 3944.01 | 2552.35 | 20.8 | 87
2021-06-04 05:30 | 3210 | 23.9301 | 39.7613 | 3931.21 | 2553 | 20.8 | 86.6667
2021-06-04 05:35 | 3215 | 23.9254 | 39.7498 | 3918.4 | 2553.62 | 20.8 | 86.3333
2021-06-04 05:40 | 3220 | 23.9207 | 39.7382 | 3905.58 | 2554.21 | 20.8 | 86
2021-06-04 05:45 | 3225 | 23.916 | 39.7265 | 3892.75 | 2554.78 | 20.8 | 85.6667
2021-06-04 05:50 | 3230 | 23.9112 | 39.7147 | 3879.92 | 2555.34 | 20.8 | 85.3333
2021-06-04 05:55 | 3235 | 23.9065 | 39.7029 | 3867.09 | 2555.88 | 20.8 | 85
2021-06-04 06:00 | 3240 | 23.9636 | 39.5533 | 3874.05 | 2552.18 | 20.825 | 85
2021-06-04 06:05 | 3245 | 23.9871 | 39.493 | 3883.09 | 2558.22 | 20.85 | 85
2021-06-04 06:10 | 3250 | 23.9979 | 39.4679 | 3891.21 | 2559.94 | 20.875 | 85
2021-06-04 06:15 | 3255 | 24.0034 | 39.4588 | 3899 | 2560.14 | 20.9 | 85
2021-06-04 06:20 | 3260 | 24.0066 | 39.4573 | 3906.67 | 2559.76 | 20.925 | 85
2021-06-04 06:25 | 3265 | 24.0088 | 39.4596 | 3914.3 | 2559.19 | 20.95 | 85
2021-06-04 06:30 | 3270 | 24.0107 | 39.4624 | 3921.94 | 2558.59 | 20.975 | 85
2021-06-04 06:35 | 3275 | 24.0123 | 39.4671 | 3929.56 | 2557.91 | 21 | 85
2021-06-04 06:40 | 3280 | 24.0137 | 39.473 | 3937.19 | 2557.27 | 21.025 | 85
2021-06-04 06:45 | 3285 | 24.0151 | 39.4797 | 3944.84 | 2556.67 | 21.05 | 85
2021-06-04 06:50 | 3290 | 24.0164 | 39.487 | 3952.5 | 2556.09 | 21.075 | 85
2021-06-04 06:55 | 3295 | 24.0177 | 39.4948 | 3960.18 | 2555.54 | 21.1 | 85
2021-06-04 07:00 | 3300 | 24.0223 | 39.5054 | 3993 | 2549.65 | 21.1667 | 85.3333
2021-06-04 07:05 | 3305 | 24.0284 | 39.5209 | 4026.21 | 2544.93 | 21.2333 | 85.6667
2021-06-04 07:10 | 3310 | 24.0352 | 39.5413 | 4059.72 | 2540.92 | 21.3 | 86
2021-06-04 07:15 | 3315 | 24.0424 | 39.5659 | 4093.47 | 2537.4 | 21.3667 | 86.3333
2021-06-04 07:20 | 3320 | 24.0498 | 39.5937 | 4127.44 | 2534.21 | 21.4333 | 86.6667
2021-06-04 07:25 | 3325 | 24.0574 | 39.6243 | 4161.61 | 2531.27 | 21.5 | 87
2021-06-04 07:30 | 3330 | 24.0653 | 39.6569 | 4195.96 | 2528.5 | 21.5667 | 87.3333
2021-06-04 07:35 | 3335 | 24.0732 | 39.6911 | 4230.49 | 2525.87 | 21.6333 | 87.6667
2021-06-04 07:40 | 3340 | 24.0813 | 39.7267 | 4265.19 | 2523.32 | 21.7 | 88
2021-06-04 07:45 | 3345 | 24.0896 | 39.7633 | 4300.06 | 2520.85 | 21.7667 | 88.3333
2021-06-04 07:50 | 3350 | 24.098 | 39.8007 | 4335.08 | 2518.42 | 21.8333 | 88.6667
2021-06-04 07:55 | 3355 | 24.1066 | 39.8389 | 4370.27 | 2516.03 | 21.9 | 89
2021-06-04 08:00 | 3360 | 24.1126 | 39.8755 | 4389.87 | 2517.9 | 22 | 88.6667
2021-06-04 08:05 | 3365 | 24.1177 | 39.9088 | 4409.24 | 2518.91 | 22.1 | 88.3333
2021-06-04 08:10 | 3370 | 24.1222 | 39.9389 | 4428.45 | 2519.38 | 22.2 | 88
2021-06-04 08:15 | 3375 | 24.1266 | 39.9661 | 4447.53 | 2519.49 | 22.3 | 87.6667
2021-06-04 08:20 | 3380 | 24.1308 | 39.991 | 4466.51 | 2519.34 | 22.4 | 87.3333
2021-06-04 08:25 | 3385 | 24.1349 | 40.0142 | 4485.4 | 2519.02 | 22.5 | 87
2021-06-04 08:30 | 3390 | 24.1391 | 40.0359 | 4504.21 | 2518.56 | 22.6 | 86.6667
2021-06-04 08:35 | 3395 | 24.1432 | 40.0566 | 4522.95 | 2518 | 22.7 | 86.3333
2021-06-04 08:40 | 3400 | 24.1472 | 40.0764 | 4541.62 | 2517.37 | 22.8 | 86
2021-06-04 08:45 | 3405 | 24.1513 | 40.0956 | 4560.22 | 2516.69 | 22.9 | 85.6667
2021-06-04 08:50 | 3410 | 24.1553 | 40.1143 | 4578.75 | 2515.96 | 23 | 85.3333
2021-06-04 08:55 | 3415 | 24.1594 | 40.1326 | 4597.22 | 2515.21 | 23.1 | 85
2021-06-04 09:00 | 3420 | 24.1663 | 40.1527 | 4635.12 | 2509.75 | 23.2167 | 85
2021-06-04 09:05 | 3425 | 24.1746 | 40.1767 | 4673.37 | 2505.25 | 23.3333 | 85
2021-06-04 09:10 | 3430 | 24.1835 | 40.2045 | 4711.9 | 2501.36 | 23.45 | 85
2021-06-04 09:15 | 3435 | 24.1928 | 40.2357 | 4750.66 | 2497.86 | 23.5667 | 85
2021-06-04 09:20 | 3440 | 24.2024 | 40.2696 | 4789.64 | 2494.64 | 23.6833 | 85
2021-06-04 09:25 | 3445 | 24.2122 | 40.3057 | 4828.81 | 2491.61 | 23.8 | 85
2021-06-04 09:30 | 3450 | 24.2221 | 40.3435 | 4868.17 | 2488.74 | 23.9167 | 85
2021-06-04 09:35 | 3455 | 24.2323 | 40.3827 | 4907.7 | 2485.97 | 24.0333 | 85
2021-06-04 09:40 | 3460 | 24.2426 | 40.4231 | 4947.42 | 2483.27 | 24.15 | 85
2021-06-04 09:45 | 3465 | 24.253 | 40.4643 | 4987.3 | 2480.63 | 24.2667 | 85
2021-06-04 09:50 | 3470 | 24.2637 | 40.5063 | 5027.35 | 2478.02 | 24.3833 | 85
2021-06-04 09:55 | 3475 | 24.2745 | 40.5489 | 5067.56 | 2475.44 | 24.5 | 85
2021-06-04 10:00 | 3480 | 24.2745 | 40.5841 | 5041.24 | 2490.4 | 24.6 | 83.6667
2021-06-04 10:05 | 3485 | 24.2698 | 40.6049 | 5013.5 | 2501.58 | 24.7 | 82.3333
2021-06-04 10:10 | 3490 | 24.2628 | 40.6111 | 4984.63 | 2510.41 | 24.8 | 81
2021-06-04 10:15 | 3495 | 24.2546 | 40.6048 | 4954.76 | 2517.64 | 24.9 | 79.6667
2021-06-04 10:20 | 3500 | 24.2456 | 40.5884 | 4923.98 | 2523.74 | 25 | 78.3333
2021-06-04 10:25 | 3505 | 24.2361 | 40.564 | 4892.36 | 2529.02 | 25.1 | 77
2021-06-04 10:30 | 3510 | 24.2263 | 40.5332 | 4859.93 | 2533.7 | 25.2 | 75.6667
2021-06-04 10:35 | 3515 | 24.2161 | 40.4976 | 4826.72 | 2537.94 | 25.3 | 74.3333
2021-06-04 10:40 | 3520 | 24.2055 | 40.4582 | 4792.73 | 2541.85 | 25.4 | 73
2021-06-04 10:45 | 3525 | 24.1948 | 40.4158 | 4757.98 | 2545.51 | 25.5 | 71.6667
2021-06-04 10:50 | 3530 | 24.1837 | 40.371 | 4722.47 | 2549 | 25.6 | 70.3333
2021-06-04 10:55 | 3535 | 24.1725 | 40.324 | 4686.21 | 2552.34 | 25.7 | 69
2021-06-04 11:00 | 3540 | 24.3497 | 39.2888 | 4667.37 | 2551.05 | 25.7917 | 68.0833
2021-06-04 11:05 | 3545 | 24.4231 | 38.6551 | 4646.69 | 2540.39 | 25.8833 | 67.1667
2021-06-04 11:10 | 3550 | 24.4543 | 38.2277 | 4624.31 | 2524.63 | 25.975 | 66.25
2021-06-04 11:15 | 3555 | 24.4662 | 37.923 | 4601.61 | 2510.1 | 26.0667 | 65.3333
2021-06-04 11:20 | 3560 | 24.4694 | 37.696 | 4578.96 | 2498.24 | 26.1583 | 64.4167
2021-06-04 11:25 | 3565 | 24.4687 | 37.5211 | 4556.38 | 2489.2 | 26.25 | 63.5
2021-06-04 11:30 | 3570 | 24.4659 | 37.3828 | 4533.84 | 2482.64 | 26.3417 | 62.5833
2021-06-04 11:35 | 3575 | 24.4621 | 37.2708 | 4511.24 | 2478.11 | 26.4333 | 61.6667
2021-06-04 11:40 | 3580 | 24.4576 | 37.178 | 4488.48 | 2475.17 | 26.525 | 60.75
2021-06-04 11:45 | 3585 | 24.4527 | 37.0995 | 4465.51 | 2473.47 | 26.6167 | 59.8333
2021-06-04 11:50 | 3590 | 24.4475 | 37.0315 | 4442.25 | 2472.71 | 26.7083 | 58.9167
2021-06-04 11:55 | 3595 | 24.442 | 36.9714 | 4418.66 | 2472.66 | 26.8 | 58
2021-06-04 12:00 | 3600 | 24.4417 | 36.9214 | 4429.97 | 2464.78 | 26.875 | 57.8333
2021-06-04 12:05 | 3605 | 24.4436 | 36.8829 | 4441.72 | 2459.15 | 26.95 | 57.6667
2021-06-04 12:10 | 3610 | 24.4465 | 36.8545 | 4453.74 | 2455 | 27.025 | 57.5
2021-06-04 12:15 | 3615 | 24.45 | 36.8345 | 4465.94 | 2451.87 | 27.1 | 57.3333
2021-06-04 12:20 | 3620 | 24.4536 | 36.8209 | 4478.26 | 2449.47 | 27.175 | 57.1667
2021-06-04 12:25 | 3625 | 24.4575 | 36.8123 | 4490.66 | 2447.61 | 27.25 | 57
2021-06-04 12:30 | 3630 | 24.4614 | 36.8075 | 4503.11 | 2446.15 | 27.325 | 56.8333
2021-06-04 12:35 | 3635 | 24.4655 | 36.8055 | 4515.59 | 2444.99 | 27.4 | 56.6667
2021-06-04 12:40 | 3640 | 24.4696 | 36.8057 | 4528.09 | 2444.06 | 27.475 | 56.5
2021-06-04 12:45 | 3645 | 24.4737 | 36.8074 | 4540.59 | 2443.3 | 27.55 | 56.3333
2021-06-04 12:50 | 3650 | 24.4779 | 36.8102 | 4553.09 | 2442.67 | 27.625 | 56.1667
2021-06-04 12:55 | 3655 | 24.4822 | 36.8138 | 4565.57 | 2442.15 | 27.7 | 56
2021-06-04 13:00 | 3660 | 24.4855 | 36.8167 | 4568.4 | 2443.35 | 27.725 | 55.9167
2021-06-04 13:05 | 3665 | 24.4883 | 36.8186 | 4571.15 | 2444.23 | 27.75 | 55.8333
2021-06-04 13:10 | 3670 | 24.491 | 36.8195 | 4573.86 | 2444.93 | 27.775 | 55.75
2021-06-04 13:15 | 3675 | 24.4936 | 36.8194 | 4576.53 | 2445.5 | 27.8 | 55.6667
2021-06-04 13:20 | 3680 | 24.4962 | 36.8185 | 4579.18 | 2445.99 | 27.825 | 55.5833
2021-06-04 13:25 | 3685 | 24.4989 | 36.817 | 4581.81 | 2446.43 | 27.85 | 55.5
2021-06-04 13:30 | 3690 | 24.5015 | 36.815 | 4584.42 | 2446.83 | 27.875 | 55.4167
2021-06-04 13:35 | 3695 | 24.5042 | 36.8125 | 4587.02 | 2447.2 | 27.9 | 55.3333
2021-06-04 13:40 | 3700 | 24.507 | 36.8097 | 4589.61 | 2447.55 | 27.925 | 55.25
2021-06-04 13:45 | 3705 | 24.5097 | 36.8066 | 4592.19 | 2447.89 | 27.95 | 55.1667
2021-06-04 13:50 | 3710 | 24.5125 | 36.8032 | 4594.75 | 2448.23 | 27.975 | 55.0833
2021-06-04 13:55 | 3715 | 24.5154 | 36.7997 | 4597.31 | 2448.56 | 28 | 55
2021-06-04 14:00 | 3720 | 24.5491 | 37.3813 | 4597.48 | 2449.36 | 28.0167 | 54.9167
2021-06-04 14:05 | 3725 | 24.5665 | 37.8372 | 4607.75 | 2500.48 | 28.0333 | 54.8333
2021-06-04 14:10 | 3730 | 24.5768 | 38.1868 | 4615.26 | 2537.97 | 28.05 | 54.75
2021-06-04 14:15 | 3735 | 24.5838 | 38.4516 | 4620.83 | 2565.88 | 28.0667 | 54.6667
2021-06-04 14:20 | 3740 | 24.5892 | 38.6505 | 4625 | 2586.85 | 28.0833 | 54.5833
2021-06-04 14:25 | 3745 | 24.5939 | 38.7987 | 4628.14 | 2602.72 | 28.1 | 54.5
2021-06-04 14:30 | 3750 | 24.598 | 38.9075 | 4630.52 | 2614.8 | 28.1167 | 54.4167
2021-06-04 14:35 | 3755 | 24.602 | 38.9872 | 4632.31 | 2623.94 | 28.1333 | 54.3333
2021-06-04 14:40 | 3760 | 24.6058 | 39.0449 | 4633.67 | 2630.99 | 28.15 | 54.25
2021-06-04 14:45 | 3765 | 24.6096 | 39.0861 | 4634.71 | 2636.46 | 28.1667 | 54.1667
2021-06-04 14:50 | 3770 | 24.6133 | 39.1149 | 4635.5 | 2640.74 | 28.1833 | 54.0833
2021-06-04 14:55 | 3775 | 24.6169 | 39.1343 | 4636.11 | 2644.13 | 28.2 | 54
2021-06-04 15:00 | 3780 | 24.3075 | 39.8821 | 4630.77 | 2630.52 | 28.175 | 54.0833
2021-06-04 15:05 | 3785 | 24.0672 | 40.4605 | 4619.86 | 2591.03 | 28.15 | 54.1667
2021-06-04 15:10 | 3790 | 23.9974 | 40.618 | 4612.43 | 2567.61 | 28.125 | 54.25
2021-06-04 15:15 | 3795 | 23.9651 | 40.6834 | 4607.71 | 2556.75 | 28.1 | 54.3333
2021-06-04 15:20 | 3800 | 23.948 | 40.7127 | 4604.15 | 2551.32 | 28.075 | 54.4167
2021-06-04 15:25 | 3805 | 23.9374 | 40.7276 | 4601.08 | 2548.21 | 28.05 | 54.5
2021-06-04 15:30 | 3810 | 23.93 | 40.7365 | 4598.23 | 2546.19 | 28.025 | 54.5833
2021-06-04 15:35 | 3815 | 23.9243 | 40.7425 | 4595.5 | 2544.73 | 28 | 54.6667
2021-06-04 15:40 | 3820 | 23.9197 | 40.747 | 4592.83 | 2543.63 | 27.975 | 54.75
2021-06-04 15:45 | 3825 | 23.9157 | 40.7508 | 4590.21 | 2542.76 | 27.95 | 54.8333
2021-06-04 15:50 | 3830 | 23.9124 | 40.7538 | 4587.6 | 2542.04 | 27.925 | 54.9167
2021-06-04 15:55 | 3835 | 23.9095 | 40.7562 | 4585.02 | 2541.47 | 27.9 | 55
2021-06-04 16:00 | 3840 | 24.1956 | 39.8165 | 4582.22 | 2551.01 | 27.85 | 55.1667
2021-06-04 16:05 | 3845 | 24.4209 | 38.9847 | 4582.17 | 2572.77 | 27.8 | 55.3333
2021-06-04 16:10 | 3850 | 24.4918 | 38.6571 | 4578.96 | 2580.03 | 27.75 | 55.5
2021-06-04 16:15 | 3855 | 24.5268 | 38.4562 | 4574 | 2579.67 | 27.7 | 55.6667
2021-06-04 16:20 | 3860 | 24.5461 | 38.3216 | 4568.46 | 2576.97 | 27.65 | 55.8333
2021-06-04 16:25 | 3865 | 24.5584 | 38.2254 | 4562.82 | 2574.09 | 27.6 | 56
2021-06-04 16:30 | 3870 | 24.5673 | 38.1532 | 4557.23 | 2571.72 | 27.55 | 56.1667
2021-06-04 16:35 | 3875 | 24.5745 | 38.0973 | 4551.72 | 2570 | 27.5 | 56.3333
2021-06-04 16:40 | 3880 | 24.5806 | 38.0526 | 4546.3 | 2568.86 | 27.45 | 56.5
2021-06-04 16:45 | 3885 | 24.5861 | 38.0159 | 4540.94 | 2568.22 | 27.4 | 56.6667
2021-06-04 16:50 | 3890 | 24.5912 | 37.9854 | 4535.63 | 2567.96 | 27.35 | 56.8333
2021-06-04 16:55 | 3895 | 24.5959 | 37.9593 | 4530.34 | 2568 | 27.3 | 57
2021-06-04 17:00 | 3900 | 24.5995 | 37.9367 | 4517.91 | 2569.65 | 27.225 | 57.1667
2021-06-04 17:05 | 3905 | 24.6024 | 37.9155 | 4505.43 | 2571.2 | 27.15 | 57.3333
2021-06-04 17:10 | 3910 | 24.6049 | 37.8952 | 4492.9 | 2572.65 | 27.075 | 57.5
2021-06-04 17:15 | 3915 | 24.6071 | 37.8754 | 4480.32 | 2574.03 | 27 | 57.6667
2021-06-04 17:20 | 3920 | 24.6091 | 37.856 | 4467.71 | 2575.37 | 26.925 | 57.8333
2021-06-04 17:25 | 3925 | 24.6108 | 37.837 | 4455.07 | 2576.66 | 26.85 | 58
2021-06-04 17:30 | 3930 | 24.7254 | 38.6493 | 4442.38 | 2577.92 | 26.775 | 58.1667
2021-06-04 17:35 | 3935 | 24.7786 | 39.3349 | 4448.66 | 2672.83 | 26.7 | 58.3333
2021-06-04 17:40 | 3940 | 24.806 | 39.8786 | 4449.29 | 2740.35 | 26.625 | 58.5
2021-06-04 17:45 | 3945 | 24.8215 | 40.2971 | 4446.23 | 2789.86 | 26.55 | 58.6667
2021-06-04 17:50 | 3950 | 24.8314 | 40.6129 | 4440.61 | 2826.78 | 26.475 | 58.8333
2021-06-04 17:55 | 3955 | 24.8387 | 40.8477 | 4433.15 | 2854.67 | 26.4 | 59
2021-06-04 18:00 | 3960 | 24.8452 | 41.0202 | 4429.49 | 2875.1 | 26.3583 | 59.0833
2021-06-04 18:05 | 3965 | 24.8509 | 41.1458 | 4424.87 | 2890.81 | 26.3167 | 59.1667
2021-06-04 18:10 | 3970 | 24.8561 | 41.236 | 4419.54 | 2902.95 | 26.275 | 59.25
2021-06-04 18:15 | 3975 | 24.861 | 41.2995 | 4413.66 | 2912.39 | 26.2333 | 59.3333
2021-06-04 18:20 | 3980 | 24.8655 | 41.3432 | 4407.37 | 2919.82 | 26.1917 | 59.4167
2021-06-04 18:25 | 3985 | 24.8697 | 41.3721 | 4400.77 | 2925.7 | 26.15 | 59.5
2021-06-04 18:30 | 3990 | 24.8737 | 41.3898 | 4393.93 | 2930.42 | 26.1083 | 59.5833
2021-06-04 18:35 | 3995 | 24.8773 | 41.3992 | 4386.91 | 2934.26 | 26.0667 | 59.6667
2021-06-04 18:40 | 4000 | 24.8808 | 41.4026 | 4379.74 | 2937.41 | 26.025 | 59.75
2021-06-04 18:45 | 4005 | 24.884 | 41.4014 | 4372.47 | 2940.05 | 25.9833 | 59.8333
2021-06-04 18:50 | 4010 | 24.887 | 41.397 | 4365.11 | 2942.3 | 25.9417 | 59.9167
2021-06-04 18:55 | 4015 | 24.8897 | 41.3902 | 4357.69 | 2944.23 | 25.9 | 60
2021-06-04 19:00 | 4020 | 24.8929 | 41.382 | 4354.39 | 2944.96 | 25.8583 | 60.1667
2021-06-04 19:05 | 4025 | 24.8961 | 41.3735 | 4351.07 | 2945.72 | 25.8167 | 60.3333
2021-06-04 19:10 | 4030 | 24.8992 | 41.3648 | 4347.73 | 2946.47 | 25.775 | 60.5
2021-06-04 19:15 | 4035 | 24.9023 | 41.3562 | 4344.36 | 2947.21 | 25.7333 | 60.6667
2021-06-04 19:20 | 4040 | 24.9052 | 41.3478 | 4340.96 | 2947.93 | 25.6917 | 60.8333
2021-06-04 19:25 | 4045 | 24.908 | 41.3397 | 4337.52 | 2948.62 | 25.65 | 61
2021-06-04 19:30 | 4050 | 24.9107 | 41.3317 | 4334.06 | 2949.29 | 25.6083 | 61.1667
2021-06-04 19:35 | 4055 | 24.9132 | 41.324 | 4330.57 | 2949.94 | 25.5667 | 61.3333
2021-06-04 19:40 | 4060 | 24.9155 | 41.3166 | 4327.04 | 2950.56 | 25.525 | 61.5
2021-06-04 19:45 | 4065 | 24.9177 | 41.3094 | 4323.48 | 2951.16 | 25.4833 | 61.6667
2021-06-04 19:50 | 4070 | 24.9198 | 41.3024 | 4319.9 | 2951.74 | 25.4417 | 61.8333
2021-06-04 19:55 | 4075 | 24.9217 | 41.2957 | 4316.28 | 2952.3 | 25.4 | 62
2021-06-04 20:00 | 4080 | 24.6496 | 41.9687 | 4308.58 | 2953.78 | 25.3583 | 62.0833
2021-06-04 20:05 | 4085 | 24.539 | 42.2206 | 4292.16 | 2914.79 | 25.3167 | 62.1667
2021-06-04 20:10 | 4090 | 24.4897 | 42.3141 | 4280.52 | 2897.96 | 25.275 | 62.25
2021-06-04 20:15 | 4095 | 24.4659 | 42.3442 | 4270.77 | 2889.82 | 25.2333 | 62.3333
2021-06-04 20:20 | 4100 | 24.4525 | 42.3512 | 4261.83 | 2885.55 | 25.1917 | 62.4167
2021-06-04 20:25 | 4105 | 24.4434 | 42.3503 | 4253.27 | 2883 | 25.15 | 62.5
2021-06-04 20:30 | 4110 | 24.4362 | 42.347 | 4244.88 | 2881.3 | 25.1083 | 62.5833
2021-06-04 20:35 | 4115 | 24.4303 | 42.343 | 4236.58 | 2880.09 | 25.0667 | 62.6667
2021-06-04 20:40 | 4120 | 24.4249 | 42.3392 | 4228.35 | 2879.2 | 25.025 | 62.75
2021-06-04 20:45 | 4125 | 24.4198 | 42.3359 | 4220.16 | 2878.52 | 24.9833 | 62.8333
2021-06-04 20:50 | 4130 | 24.415 | 42.333 | 4211.99 | 2877.98 | 24.9417 | 62.9167
2021-06-04 20:55 | 4135 | 24.4105 | 42.3303 | 4203.84 | 2877.55 | 24.9 | 63
2021-06-04 21:00 | 4140 | 23.9456 | 43.5198 | 4190.08 | 2839.71 | 24.8667 | 63.0833
2021-06-04 21:05 | 4145 | 23.5228 | 44.5699 | 4171.93 | 2781.54 | 24.8333 | 63.1667
2021-06-04 21:10 | 4150 | 23.4167 | 44.7851 | 4157.96 | 2742.58 | 24.8 | 63.25
2021-06-04 21:15 | 4155 | 23.3637 | 44.8644 | 4148.21 | 2723.2 | 24.7667 | 63.3333
2021-06-04 21:20 | 4160 | 23.3305 | 44.8998 | 4140.22 | 2712.07 | 24.7333 | 63.4167
2021-06-04 21:25 | 4165 | 23.3054 | 44.9222 | 4132.98 | 2704.49 | 24.7 | 63.5
2021-06-04 21:30 | 4170 | 23.7839 | 43.6178 | 4131.65 | 2724.35 | 24.6667 | 63.5833
2021-06-04 21:35 | 4175 | 24.1285 | 42.7322 | 4139.13 | 2785.31 | 24.6333 | 63.6667
2021-06-04 21:40 | 4180 | 24.222 | 42.5224 | 4141 | 2820.39 | 24.6 | 63.75
2021-06-04 21:45 | 4185 | 24.2614 | 42.45 | 4138.88 | 2837.08 | 24.5667 | 63.8333
2021-06-04 21:50 | 4190 | 24.2794 | 42.4266 | 4135.02 | 2845.69 | 24.5333 | 63.9167
2021-06-04 21:55 | 4195 | 24.2884 | 42.4202 | 4130.4 | 2850.78 | 24.5 | 64
2021-06-04 22:00 | 4200 | 24.2936 | 42.4195 | 4126.93 | 2853.7 | 24.4583 | 64.1667
2021-06-04 22:05 | 4205 | 24.2969 | 42.4201 | 4123.26 | 2855.81 | 24.4167 | 64.3333
2021-06-04 22:10 | 4210 | 24.2991 | 42.4205 | 4119.45 | 2857.4 | 24.375 | 64.5
2021-06-04 22:15 | 4215 | 24.3008 | 42.4202 | 4115.55 | 2858.63 | 24.3333 | 64.6667
2021-06-04 22:20 | 4220 | 24.3019 | 42.4194 | 4111.58 | 2859.62 | 24.2917 | 64.8333
2021-06-04 22:25 | 4225 | 24.3027 | 42.4182 | 4107.55 | 2860.43 | 24.25 | 65
2021-06-04 22:30 | 4230 | 24.3032 | 42.4147 | 4103.46 | 2861.08 | 24.2083 | 65.1667
2021-06-04 22:35 | 4235 | 24.3035 | 42.4115 | 4099.31 | 2861.5 | 24.1667 | 65.3333
2021-06-04 22:40 | 4240 | 24.3035 | 42.4085 | 4095.11 | 2861.87 | 24.125 | 65.5
2021-06-04 22:45 | 4245 | 24.3034 | 42.4057 | 4090.89 | 2862.18 | 24.0833 | 65.6667
2021-06-04 22:50 | 4250 | 24.3031 | 42.4031 | 4086.63 | 2862.46 | 24.0417 | 65.8333
2021-06-04 22:55 | 4255 | 24.3027 | 42.4006 | 4082.35 | 2862.7 | 24 | 66
2021-06-04 23:00 | 4260 | 23.9029 | 42.725 | 4077.48 | 2822.77 | 23.9583 | 66.3333
2021-06-04 23:05 | 4265 | 23.6021 | 42.5641 | 4060.24 | 2723.7 | 23.9167 | 66.6667
2021-06-04 23:10 | 4270 | 23.5137 | 42.235 | 4047.44 | 2645.35 | 23.875 | 67
2021-06-04 23:15 | 4275 | 23.4696 | 41.9251 | 4040.31 | 2594.44 | 23.8333 | 67.3333
2021-06-04 23:20 | 4280 | 23.4428 | 41.6744 | 4036.33 | 2558.98 | 23.7917 | 67.6667
2021-06-04 23:25 | 4285 | 23.4232 | 41.4841 | 4034.22 | 2532.95 | 23.75 | 68
2021-06-04 23:30 | 4290 | 23.4071 | 41.345 | 4033.33 | 2513.23 | 23.7083 | 68.3333
2021-06-04 23:35 | 4295 | 23.3932 | 41.2457 | 4033.29 | 2498.01 | 23.6667 | 68.6667
2021-06-04 23:40 | 4300 | 23.3807 | 41.1774 | 4033.87 | 2486.12 | 23.625 | 69
2021-06-04 23:45 | 4305 | 23.3691 | 41.1328 | 4034.88 | 2476.7 | 23.5833 | 69.3333
2021-06-04 23:50 | 4310 | 23.3584 | 41.1055 | 4036.22 | 2469.14 | 23.5417 | 69.6667
2021-06-04 23:55 | 4315 | 23.3484 | 41.0912 | 4037.78 | 2463.01 | 23.5 | 70
2021-06-05 | 4320 | 23.6404 | 40.3538 | 4044.03 | 2473.41 | 23.475 | 70.25
2021-06-05 00:05 | 4325 | 23.8563 | 39.8264 | 4055.6 | 2508.83 | 23.45 | 70.5
2021-06-05 00:10 | 4330 | 23.9174 | 39.6893 | 4063.75 | 2528.55 | 23.425 | 70.75
2021-06-05 00:15 | 4335 | 23.9446 | 39.6366 | 4069.45 | 2537.05 | 23.4 | 71
2021-06-05 00:20 | 4340 | 23.9579 | 39.6173 | 4074.08 | 2540.77 | 23.375 | 71.25
2021-06-05 00:25 | 4345 | 23.9655 | 39.6115 | 4078.27 | 2542.5 | 23.35 | 71.5
2021-06-05 00:30 | 4350 | 23.9704 | 39.6116 | 4082.23 | 2543.37 | 23.325 | 71.75
2021-06-05 00:35 | 4355 | 23.9739 | 39.6144 | 4086.08 | 2543.81 | 23.3 | 72
2021-06-05 00:40 | 4360 | 23.9767 | 39.6187 | 4089.85 | 2544.02 | 23.275 | 72.25
2021-06-05 00:45 | 4365 | 23.9789 | 39.6236 | 4093.57 | 2544.08 | 23.25 | 72.5
2021-06-05 00:50 | 4370 | 23.9808 | 39.6291 | 4097.23 | 2544.05 | 23.225 | 72.75
2021-06-05 00:55 | 4375 | 23.9824 | 39.6349 | 4100.86 | 2543.95 | 23.2 | 73
2021-06-05 01:00 | 4380 | 23.9818 | 39.6393 | 4090.17 | 2547.07 | 23.175 | 72.9167
2021-06-05 01:05 | 4385 | 23.9801 | 39.6411 | 4079.33 | 2549.4 | 23.15 | 72.8333
2021-06-05 01:10 | 4390 | 23.978 | 39.6401 | 4068.41 | 2551.23 | 23.125 | 72.75
2021-06-05 01:15 | 4395 | 23.9755 | 39.6369 | 4057.43 | 2552.7 | 23.1 | 72.6667
2021-06-05 01:20 | 4400 | 23.9728 | 39.632 | 4046.41 | 2553.92 | 23.075 | 72.5833
2021-06-05 01:25 | 4405 | 23.9699 | 39.6258 | 4035.38 | 2554.95 | 23.05 | 72.5
2021-06-05 01:30 | 4410 | 23.967 | 39.6187 | 4024.33 | 2555.83 | 23.025 | 72.4167
2021-06-05 01:35 | 4415 | 23.9639 | 39.6108 | 4013.28 | 2556.61 | 23 | 72.3333
2021-06-05 01:40 | 4420 | 23.9607 | 39.6025 | 4002.22 | 2557.3 | 22.975 | 72.25
2021-06-05 01:45 | 4425 | 23.9574 | 39.5939 | 3991.17 | 2557.91 | 22.95 | 72.1667
2021-06-05 01:50 | 4430 | 23.9541 | 39.5851 | 3980.12 | 2558.48 | 22.925 | 72.0833
2021-06-05 01:55 | 4435 | 23.9507 | 39.5761 | 3969.08 | 2559 | 22.9 | 72
2021-06-05 02:00 | 4440 | 23.9484 | 39.5681 | 3966.19 | 2557.57 | 22.8667 | 72.1667
2021-06-05 02:05 | 4445 | 23.9465 | 39.5618 | 3963.36 | 2556.56 | 22.8333 | 72.3333
2021-06-05 02:10 | 4450 | 23.9448 | 39.5572 | 3960.57 | 2555.8 | 22.8 | 72.5
2021-06-05 02:15 | 4455 | 23.9432 | 39.554 | 3957.8 | 2555.21 | 22.7667 | 72.6667
2021-06-05 02:20 | 4460 | 23.9416 | 39.5519 | 3955.03 | 2554.74 | 22.7333 | 72.8333
2021-06-05 02:25 | 4465 | 23.94 | 39.5508 | 3952.26 | 2554.35 | 22.7 | 73
2021-06-05 02:30 | 4470 | 23.9384 | 39.5503 | 3949.49 | 2554.03 | 22.6667 | 73.1667
2021-06-05 02:35 | 4475 | 23.9368 | 39.5503 | 3946.7 | 2553.76 | 22.6333 | 73.3333
2021-06-05 02:40 | 4480 | 23.9351 | 39.5507 | 3943.91 | 2553.52 | 22.6 | 73.5
2021-06-05 02:45 | 4485 | 23.9335 | 39.5514 | 3941.1 | 2553.31 | 22.5667 | 73.6667
2021-06-05 02:50 | 4490 | 23.9318 | 39.5523 | 3938.29 | 2553.12 | 22.5333 | 73.8333
2021-06-05 02:55 | 4495 | 23.9302 | 39.5534 | 3935.45 | 2552.95 | 22.5 | 74
2021-06-05 03:00 | 4500 | 23.9298 | 39.5556 | 3943.26 | 2550.64 | 22.4917 | 74.25
2021-06-05 03:05 | 4505 | 23.9301 | 39.5598 | 3951.16 | 2548.83 | 22.4833 | 74.5
2021-06-05 03:10 | 4510 | 23.9305 | 39.5658 | 3959.1 | 2547.31 | 22.475 | 74.75
2021-06-05 03:15 | 4515 | 23.9311 | 39.5735 | 3967.08 | 2546.01 | 22.4667 | 75
2021-06-05 03:20 | 4520 | 23.9318 | 39.5825 | 3975.08 | 2544.85 | 22.4583 | 75.25
2021-06-05 03:25 | 4525 | 23.9325 | 39.5924 | 3983.09 | 2543.8 | 22.45 | 75.5
2021-06-05 03:30 | 4530 | 23.9333 | 39.603 | 3991.11 | 2542.83 | 22.4417 | 75.75
2021-06-05 03:35 | 4535 | 23.9341 | 39.6142 | 3999.12 | 2541.92 | 22.4333 | 76
2021-06-05 03:40 | 4540 | 23.9349 | 39.6258 | 4007.14 | 2541.06 | 22.425 | 76.25
2021-06-05 03:45 | 4545 | 23.9358 | 39.6377 | 4015.15 | 2540.24 | 22.4167 | 76.5
2021-06-05 03:50 | 4550 | 23.9367 | 39.6498 | 4023.15 | 2539.44 | 22.4083 | 76.75
2021-06-05 03:55 | 4555 | 23.9376 | 39.6621 | 4031.15 | 2538.67 | 22.4 | 77
2021-06-05 04:00 | 4560 | 23.954 | 39.6396 | 4043.49 | 2536.83 | 22.3833 | 77.4167
2021-06-05 04:05 | 4565 | 23.962 | 39.6397 | 4056.31 | 2537.42 | 22.3667 | 77.8333
2021-06-05 04:10 | 4570 | 23.9669 | 39.6488 | 4068.86 | 2536.95 | 22.35 | 78.25
2021-06-05 04:15 | 4575 | 23.9704 | 39.662 | 4081.31 | 2536.11 | 22.3333 | 78.6667
2021-06-05 04:20 | 4580 | 23.9735 | 39.6771 | 4093.68 | 2535.16 | 22.3167 | 79.0833
2021-06-05 04:25 | 4585 | 23.9763 | 39.6931 | 4106.02 | 2534.16 | 22.3 | 79.5
2021-06-05 04:30 | 4590 | 23.979 | 39.7097 | 4118.32 | 2533.18 | 22.2833 | 79.9167
2021-06-05 04:35 | 4595 | 23.9817 | 39.7266 | 4130.59 | 2532.2 | 22.2667 | 80.3333
2021-06-05 04:40 | 4600 | 23.9844 | 39.7437 | 4142.82 | 2531.23 | 22.25 | 80.75
2021-06-05 04:45 | 4605 | 23.9871 | 39.7609 | 4155.02 | 2530.28 | 22.2333 | 81.1667
2021-06-05 04:50 | 4610 | 23.9898 | 39.7782 | 4167.19 | 2529.34 | 22.2167 | 81.5833
2021-06-05 04:55 | 4615 | 23.9925 | 39.7956 | 4179.33 | 2528.4 | 22.2 | 82
2021-06-05 05:00 | 4620 | 23.9925 | 39.8109 | 4173.86 | 2531.71 | 22.1917 | 81.9167
2021-06-05 05:05 | 4625 | 23.9915 | 39.8225 | 4168.2 | 2534.07 | 22.1833 | 81.8333
2021-06-05 05:10 | 4630 | 23.99 | 39.8304 | 4162.42 | 2535.83 | 22.175 | 81.75
2021-06-05 05:15 | 4635 | 23.9883 | 39.8351 | 4156.57 | 2537.19 | 22.1667 | 81.6667
2021-06-05 05:20 | 4640 | 23.9864 | 39.8375 | 4150.66 | 2538.25 | 22.1583 | 81.5833
2021-06-05 05:25 | 4645 | 23.9844 | 39.8379 | 4144.71 | 2539.1 | 22.15 | 81.5
2021-06-05 05:30 | 4650 | 23.9823 | 39.8369 | 4138.73 | 2539.8 | 22.1417 | 81.4167
2021-06-05 05:35 | 4655 | 23.9802 | 39.8348 | 4132.73 | 2540.37 | 22.1333 | 81.3333
2021-06-05 05:40 | 4660 | 23.978 | 39.832 | 4126.72 | 2540.86 | 22.125 | 81.25
2021-06-05 05:45 | 4665 | 23.9758 | 39.8285 | 4120.7 | 2541.27 | 22.1167 | 81.1667
2021-06-05 05:50 | 4670 | 23.9736 | 39.8246 | 4114.67 | 2541.63 | 22.1083 | 81.0833
2021-06-05 05:55 | 4675 | 23.9714 | 39.8204 | 4108.64 | 2541.95 | 22.1 | 81
2021-06-05 06:00 | 4680 | 24.0324 | 39.6784 | 4130.17 | 2536.08 | 22.1167 | 81.4167
2021-06-05 06:05 | 4685 | 24.0603 | 39.6275 | 4153.91 | 2540.37 | 22.1333 | 81.8333
2021-06-05 06:10 | 4690 | 24.0757 | 39.6135 | 4176.79 | 2540.57 | 22.15 | 82.25
2021-06-05 06:15 | 4695 | 24.0858 | 39.617 | 4199.41 | 2539.42 | 22.1667 | 82.6667
2021-06-05 06:20 | 4700 | 24.0937 | 39.6292 | 4221.95 | 2537.79 | 22.1833 | 83.0833
2021-06-05 06:25 | 4705 | 24.1007 | 39.6461 | 4244.5 | 2536.06 | 22.2 | 83.5
2021-06-05 06:30 | 4710 | 24.1074 | 39.6642 | 4267.09 | 2534.35 | 22.2167 | 83.9167
2021-06-05 06:35 | 4715 | 24.1139 | 39.6847 | 4289.7 | 2532.59 | 22.2333 | 84.3333
2021-06-05 06:40 | 4720 | 24.1203 | 39.7068 | 4312.36 | 2530.9 | 22.25 | 84.75
2021-06-05 06:45 | 4725 | 24.1267 | 39.73 | 4335.06 | 2529.28 | 22.2667 | 85.1667
2021-06-05 06:50 | 4730 | 24.133 | 39.7542 | 4357.81 | 2527.69 | 22.2833 | 85.5833
2021-06-05 06:55 | 4735 | 24.1394 | 39.779 | 4380.59 | 2526.15 | 22.3 | 86
2021-06-05 07:00 | 4740 | 24.1461 | 39.8044 | 4409.46 | 2524.11 | 22.4 | 85.9167
2021-06-05 07:05 | 4745 | 24.1531 | 39.8305 | 4438.42 | 2522.2 | 22.5 | 85.8333
2021-06-05 07:10 | 4750 | 24.1601 | 39.8574 | 4467.47 | 2520.36 | 22.6 | 85.75
2021-06-05 07:15 | 4755 | 24.1673 | 39.8848 | 4496.6 | 2518.58 | 22.7 | 85.6667
2021-06-05 07:20 | 4760 | 24.1745 | 39.9128 | 4525.81 | 2516.83 | 22.8 | 85.5833
2021-06-05 07:25 | 4765 | 24.1817 | 39.9412 | 4555.09 | 2515.1 | 22.9 | 85.5
2021-06-05 07:30 | 4770 | 24.189 | 39.97 | 4584.45 | 2513.39 | 23 | 85.4167
2021-06-05 07:35 | 4775 | 24.1964 | 39.9991 | 4613.88 | 2511.69 | 23.1 | 85.3333
2021-06-05 07:40 | 4780 | 24.2039 | 40.0285 | 4643.39 | 2509.99 | 23.2 | 85.25
2021-06-05 07:45 | 4785 | 24.2113 | 40.0581 | 4672.96 | 2508.3 | 23.3 | 85.1667
2021-06-05 07:50 | 4790 | 24.2189 | 40.088 | 4702.61 | 2506.6 | 23.4 | 85.0833
2021-06-05 07:55 | 4795 | 24.2265 | 40.118 | 4732.33 | 2504.91 | 23.5 | 85
2021-06-05 08:00 | 4800 | 24.2275 | 40.1433 | 4719.61 | 2513.95 | 23.5917 | 84
2021-06-05 08:05 | 4805 | 24.2255 | 40.1594 | 4706.02 | 2520.67 | 23.6833 | 83
2021-06-05 08:10 | 4810 | 24.2222 | 40.1665 | 4691.73 | 2525.95 | 23.775 | 82
2021-06-05 08:15 | 4815 | 24.2181 | 40.1658 | 4676.82 | 2530.24 | 23.8667 | 81
2021-06-05 08:20 | 4820 | 24.2135 | 40.1588 | 4661.36 | 2533.85 | 23.9583 | 80
2021-06-05 08:25 | 4825 | 24.2086 | 40.1469 | 4645.37 | 2536.96 | 24.05 | 79
2021-06-05 08:30 | 4830 | 24.2034 | 40.1311 | 4628.89 | 2539.7 | 24.1417 | 78
2021-06-05 08:35 | 4835 | 24.198 | 40.1122 | 4611.92 | 2542.17 | 24.2333 | 77
2021-06-05 08:40 | 4840 | 24.1923 | 40.091 | 4594.48 | 2544.44 | 24.325 | 76
2021-06-05 08:45 | 4845 | 24.1864 | 40.0679 | 4576.57 | 2546.57 | 24.4167 | 75
2021-06-05 08:50 | 4850 | 24.1804 | 40.0434 | 4558.2 | 2548.58 | 24.5083 | 74
2021-06-05 08:55 | 4855 | 24.1741 | 40.0177 | 4539.37 | 2550.51 | 24.6 | 73
2021-06-05 09:00 | 4860 | 24.1709 | 39.9934 | 4540.85 | 2547.24 | 24.6833 | 72.5
2021-06-05 09:05 | 4865 | 24.1689 | 39.9728 | 4542.39 | 2545.04 | 24.7667 | 72
2021-06-05 09:10 | 4870 | 24.1674 | 39.956 | 4543.89 | 2543.53 | 24.85 | 71.5
2021-06-05 09:15 | 4875 | 24.1661 | 39.9424 | 4545.32 | 2542.47 | 24.9333 | 71
2021-06-05 09:20 | 4880 | 24.1649 | 39.9314 | 4546.65 | 2541.74 | 25.0167 | 70.5
2021-06-05 09:25 | 4885 | 24.1637 | 39.9223 | 4547.85 | 2541.25 | 25.1 | 70
2021-06-05 09:30 | 4890 | 24.1625 | 39.9146 | 4548.91 | 2540.94 | 25.1833 | 69.5
2021-06-05 09:35 | 4895 | 24.1613 | 39.908 | 4549.82 | 2540.76 | 25.2667 | 69
2021-06-05 09:40 | 4900 | 24.1601 | 39.9021 | 4550.58 | 2540.69 | 25.35 | 68.5
2021-06-05 09:45 | 4905 | 24.1588 | 39.8965 | 4551.18 | 2540.71 | 25.4333 | 68
2021-06-05 09:50 | 4910 | 24.1575 | 39.8914 | 4551.61 | 2540.79 | 25.5167 | 67.5
2021-06-05 09:55 | 4915 | 24.1562 | 39.8863 | 4551.88 | 2540.92 | 25.6 | 67
2021-06-05 10:00 | 4920 | 24.1549 | 39.8813 | 4551.11 | 2541.11 | 25.6667 | 66.5833
2021-06-05 10:05 | 4925 | 24.1535 | 39.8764 | 4550.22 | 2541.32 | 25.7333 | 66.1667
2021-06-05 10:10 | 4930 | 24.1521 | 39.8714 | 4549.22 | 2541.55 | 25.8 | 65.75
2021-06-05 10:15 | 4935 | 24.1507 | 39.8663 | 4548.09 | 2541.8 | 25.8667 | 65.3333
2021-06-05 10:20 | 4940 | 24.1493 | 39.8612 | 4546.83 | 2542.06 | 25.9333 | 64.9167
2021-06-05 10:25 | 4945 | 24.1478 | 39.8559 | 4545.45 | 2542.33 | 26 | 64.5
2021-06-05 10:30 | 4950 | 24.1463 | 39.8504 | 4543.95 | 2542.62 | 26.0667 | 64.0833
2021-06-05 10:35 | 4955 | 24.1448 | 39.8448 | 4542.32 | 2542.92 | 26.1333 | 63.6667
2021-06-05 10:40 | 4960 | 24.1433 | 39.839 | 4540.56 | 2543.24 | 26.2 | 63.25
2021-06-05 10:45 | 4965 | 24.1417 | 39.8332 | 4538.68 | 2543.57 | 26.2667 | 62.8333
2021-06-05 10:50 | 4970 | 24.1401 | 39.8271 | 4536.67 | 2543.9 | 26.3333 | 62.4167
2021-06-05 10:55 | 4975 | 24.1385 | 39.8208 | 4534.52 | 2544.25 | 26.4 | 62
2021-06-05 11:00 | 4980 | 24.3236 | 38.832 | 4540.9 | 2542.54 | 26.4667 | 61.75
2021-06-05 11:05 | 4985 | 24.4041 | 38.2415 | 4545.69 | 2530.9 | 26.5333 | 61.5
2021-06-05 11:10 | 4990 | 24.4427 | 37.8542 | 4549.08 | 2513.86 | 26.6 | 61.25
2021-06-05 11:15 | 4995 | 24.4624 | 37.5874 | 4552.54 | 2497.91 | 26.6667 | 61
2021-06-05 11:20 | 5000 | 24.4738 | 37.3966 | 4556.4 | 2484.55 | 26.7333 | 60.75
2021-06-05 11:25 | 5005 | 24.4813 | 37.2571 | 4560.74 | 2473.95 | 26.8 | 60.5
2021-06-05 11:30 | 5010 | 24.4869 | 37.1536 | 4565.48 | 2465.78 | 26.8667 | 60.25
2021-06-05 11:35 | 5015 | 24.4916 | 37.0761 | 4570.55 | 2459.57 | 26.9333 | 60
2021-06-05 11:40 | 5020 | 24.4959 | 37.0177 | 4575.86 | 2454.91 | 27 | 59.75
2021-06-05 11:45 | 5025 | 24.4998 | 36.9733 | 4581.34 | 2451.45 | 27.0667 | 59.5
2021-06-05 11:50 | 5030 | 24.5035 | 36.9395 | 4586.94 | 2448.89 | 27.1333 | 59.25
2021-06-05 11:55 | 5035 | 24.507 | 36.9137 | 4592.6 | 2447.03 | 27.2 | 59
2021-06-05 12:00 | 5040 | 24.5102 | 36.8936 | 4595.56 | 2446.04 | 27.2417 | 58.8333
2021-06-05 12:05 | 5045 | 24.5132 | 36.8777 | 4598.55 | 2445.35 | 27.2833 | 58.6667
2021-06-05 12:10 | 5050 | 24.516 | 36.8649 | 4601.55 | 2444.91 | 27.325 | 58.5
2021-06-05 12:15 | 5055 | 24.5187 | 36.8544 | 4604.57 | 2444.64 | 27.3667 | 58.3333
2021-06-05 12:20 | 5060 | 24.5214 | 36.8456 | 4607.58 | 2444.51 | 27.4083 | 58.1667
2021-06-05 12:25 | 5065 | 24.524 | 36.8382 | 4610.58 | 2444.48 | 27.45 | 58
2021-06-05 12:30 | 5070 | 24.5265 | 36.8316 | 4613.57 | 2444.53 | 27.4917 | 57.8333
2021-06-05 12:35 | 5075 | 24.529 | 36.8259 | 4616.54 | 2444.65 | 27.5333 | 57.6667
2021-06-05 12:40 | 5080 | 24.5314 | 36.8206 | 4619.48 | 2444.8 | 27.575 | 57.5
2021-06-05 12:45 | 5085 | 24.5338 | 36.8158 | 4622.41 | 2444.99 | 27.6167 | 57.3333
2021-06-05 12:50 | 5090 | 24.5362 | 36.8112 | 4625.31 | 2445.2 | 27.6583 | 57.1667
2021-06-05 12:55 | 5095 | 24.5386 | 36.8069 | 4628.18 | 2445.43 | 27.7 | 57
2021-06-05 13:00 | 5100 | 24.5489 | 36.8102 | 4681.91 | 2433.11 | 27.7083 | 57.9167
2021-06-05 13:05 | 5105 | 24.5628 | 36.8242 | 4736.22 | 2423.55 | 27.7167 | 58.8333
2021-06-05 13:10 | 5110 | 24.5786 | 36.8488 | 4790.89 | 2415.73 | 27.725 | 59.75
2021-06-05 13:15 | 5115 | 24.5954 | 36.8822 | 4845.82 | 2409.07 | 27.7333 | 60.6667
2021-06-05 13:20 | 5120 | 24.6128 | 36.9228 | 4900.93 | 2403.24 | 27.7417 | 61.5833
2021-06-05 13:25 | 5125 | 24.6308 | 36.9691 | 4956.17 | 2398 | 27.75 | 62.5
2021-06-05 13:30 | 5130 | 24.6491 | 37.0198 | 5011.51 | 2393.2 | 27.7583 | 63.4167
2021-06-05 13:35 | 5135 | 24.6678 | 37.0739 | 5066.93 | 2388.72 | 27.7667 | 64.3333
2021-06-05 13:40 | 5140 | 24.6868 | 37.1306 | 5122.41 | 2384.47 | 27.775 | 65.25
2021-06-05 13:45 | 5145 | 24.7062 | 37.1893 | 5177.93 | 2380.41 | 27.7833 | 66.1667
2021-06-05 13:50 | 5150 | 24.726 | 37.2495 | 5233.5 | 2376.49 | 27.7917 | 67.0833
2021-06-05 13:55 | 5155 | 24.746 | 37.3111 | 5289.11 | 2372.67 | 27.8 | 68
2021-06-05 14:00 | 5160 | 24.7969 | 37.9551 | 5345.81 | 2368.29 | 27.7833 | 69.0833
2021-06-05 14:05 | 5165 | 24.8331 | 38.474 | 5412.33 | 2414.61 | 27.7667 | 70.1667
2021-06-05 14:10 | 5170 | 24.8627 | 38.8886 | 5476.02 | 2447.63 | 27.75 | 71.25
2021-06-05 14:15 | 5175 | 24.8892 | 39.2205 | 5537.67 | 2471.24 | 27.7333 | 72.3333
2021-06-05 14:20 | 5180 | 24.9144 | 39.4882 | 5597.82 | 2488.01 | 27.7167 | 73.4167
2021-06-05 14:25 | 5185 | 24.939 | 39.7067 | 5656.8 | 2499.74 | 27.7 | 74.5
2021-06-05 14:30 | 5190 | 24.9632 | 39.886 | 5714.89 | 2507.74 | 27.6833 | 75.5833
2021-06-05 14:35 | 5195 | 24.9874 | 40.0374 | 5772.24 | 2512.78 | 27.6667 | 76.6667
2021-06-05 14:40 | 5200 | 25.0116 | 40.1678 | 5829.02 | 2515.76 | 27.65 | 77.75
2021-06-05 14:45 | 5205 | 25.036 | 40.2824 | 5885.35 | 2517.21 | 27.6333 | 78.8333
2021-06-05 14:50 | 5210 | 25.0604 | 40.3851 | 5941.29 | 2517.49 | 27.6167 | 79.9167
2021-06-05 14:55 | 5215 | 25.085 | 40.4789 | 5996.9 | 2516.89 | 27.6 | 81
2021-06-05 15:00 | 5220 | 24.7782 | 41.3217 | 6002.71 | 2515.1 | 27.5667 | 81.3333
2021-06-05 15:05 | 5225 | 24.5326 | 42.0389 | 6001.23 | 2478.51 | 27.5333 | 81.6667
2021-06-05 15:10 | 5230 | 24.4616 | 42.273 | 6003.07 | 2457.79 | 27.5 | 82
2021-06-05 15:15 | 5235 | 24.4308 | 42.3936 | 6007.41 | 2448.96 | 27.4667 | 82.3333
2021-06-05 15:20 | 5240 | 24.4168 | 42.4641 | 6012.76 | 2445.14 | 27.4333 | 82.6667
2021-06-05 15:25 | 5245 | 24.4111 | 42.5115 | 6017.09 | 2441.89 | 27.4 | 83
2021-06-05 15:30 | 5250 | 24.4102 | 42.5487 | 6020 | 2438.14 | 27.3667 | 83.3333
2021-06-05 15:35 | 5255 | 24.4124 | 42.582 | 6021.96 | 2434.16 | 27.3333 | 83.6667
2021-06-05 15:40 | 5260 | 24.4165 | 42.6146 | 6023.3 | 2430.2 | 27.3 | 84
2021-06-05 15:45 | 5265 | 24.4219 | 42.6481 | 6024.21 | 2426.34 | 27.2667 | 84.3333
2021-06-05 15:50 | 5270 | 24.4284 | 42.6828 | 6024.83 | 2422.67 | 27.2333 | 84.6667
2021-06-05 15:55 | 5275 | 24.4357 | 42.7189 | 6025.25 | 2419.2 | 27.2 | 85
2021-06-05 16:00 | 5280 | 24.7297 | 41.7621 | 6006.42 | 2439.42 | 27.1417 | 85
2021-06-05 16:05 | 5285 | 24.9668 | 40.9003 | 5995.48 | 2473.9 | 27.0833 | 85
2021-06-05 16:10 | 5290 | 25.0372 | 40.5502 | 5985.53 | 2497.02 | 27.025 | 85
2021-06-05 16:15 | 5295 | 25.0625 | 40.3229 | 5977.25 | 2513.13 | 26.9667 | 85
2021-06-05 16:20 | 5300 | 25.0727 | 40.1578 | 5957.89 | 2513.58 | 26.9083 | 85
2021-06-05 16:25 | 5305 | 25.0777 | 40.0304 | 5935.13 | 2510.32 | 26.85 | 85
2021-06-05 16:30 | 5310 | 25.0799 | 39.9282 | 5912.58 | 2508.04 | 26.7917 | 85
2021-06-05 16:35 | 5315 | 25.0805 | 39.8438 | 5890.24 | 2506.69 | 26.7333 | 85
2021-06-05 16:40 | 5320 | 25.0802 | 39.7721 | 5868.09 | 2506.08 | 26.675 | 85
2021-06-05 16:45 | 5325 | 25.0794 | 39.7096 | 5846.09 | 2506.08 | 26.6167 | 85
2021-06-05 16:50 | 5330 | 25.0781 | 39.6542 | 5824.23 | 2506.55 | 26.5583 | 85
2021-06-05 16:55 | 5335 | 25.0765 | 39.6041 | 5802.47 | 2507.36 | 26.5 | 85
2021-06-05 17:00 | 5340 | 25.0757 | 39.56 | 5784.53 | 2506.96 | 26.4167 | 85.25
2021-06-05 17:05 | 5345 | 25.0749 | 39.5199 | 5766.68 | 2507.23 | 26.3333 | 85.5
2021-06-05 17:10 | 5350 | 25.0741 | 39.4833 | 5748.86 | 2507.83 | 26.25 | 85.75
2021-06-05 17:15 | 5355 | 25.0733 | 39.4494 | 5731.05 | 2508.68 | 26.1667 | 86
2021-06-05 17:20 | 5360 | 25.0722 | 39.4178 | 5713.24 | 2509.71 | 26.0833 | 86.25
2021-06-05 17:25 | 5365 | 25.071 | 39.388 | 5695.41 | 2510.84 | 26 | 86.5
2021-06-05 17:30 | 5370 | 25.1798 | 40.1743 | 5677.57 | 2512.05 | 25.9167 | 86.75
2021-06-05 17:35 | 5375 | 25.2321 | 40.8326 | 5678.17 | 2607.25 | 25.8333 | 87
2021-06-05 17:40 | 5380 | 25.2587 | 41.3542 | 5673.41 | 2675.71 | 25.75 | 87.25
2021-06-05 17:45 | 5385 | 25.2728 | 41.7559 | 5665.07 | 2726.16 | 25.6667 | 87.5
2021-06-05 17:50 | 5390 | 25.2808 | 42.0588 | 5654.21 | 2763.89 | 25.5833 | 87.75
2021-06-05 17:55 | 5395 | 25.2857 | 42.2835 | 5641.53 | 2792.44 | 25.5 | 88
2021-06-05 18:00 | 5400 | 25.2915 | 42.4483 | 5646.04 | 2810.05 | 25.4917 | 88.0833
2021-06-05 18:05 | 5405 | 25.2976 | 42.5696 | 5649.76 | 2823.63 | 25.4833 | 88.1667
2021-06-05 18:10 | 5410 | 25.3035 | 42.6586 | 5652.88 | 2834.1 | 25.475 | 88.25
2021-06-05 18:15 | 5415 | 25.3094 | 42.7235 | 5655.53 | 2842.19 | 25.4667 | 88.3333
2021-06-05 18:20 | 5420 | 25.3149 | 42.7706 | 5657.84 | 2848.47 | 25.4583 | 88.4167
2021-06-05 18:25 | 5425 | 25.3203 | 42.8045 | 5659.87 | 2853.37 | 25.45 | 88.5
2021-06-05 18:30 | 5430 | 25.3255 | 42.8283 | 5661.7 | 2857.23 | 25.4417 | 88.5833
2021-06-05 18:35 | 5435 | 25.3304 | 42.8448 | 5663.36 | 2860.3 | 25.4333 | 88.6667
2021-06-05 18:40 | 5440 | 25.3352 | 42.8559 | 5664.91 | 2862.75 | 25.425 | 88.75
2021-06-05 18:45 | 5445 | 25.3398 | 42.8628 | 5666.36 | 2864.74 | 25.4167 | 88.8333
2021-06-05 18:50 | 5450 | 25.3442 | 42.8668 | 5667.75 | 2866.38 | 25.4083 | 88.9167
2021-06-05 18:55 | 5455 | 25.3485 | 42.8687 | 5669.07 | 2867.74 | 25.4 | 89
2021-06-05 19:00 | 5460 | 25.3499 | 42.8682 | 5654.58 | 2872.93 | 25.3583 | 89
2021-06-05 19:05 | 5465 | 25.35 | 42.8638 | 5639.89 | 2877.01 | 25.3167 | 89
2021-06-05 19:10 | 5470 | 25.3494 | 42.8557 | 5625.08 | 2880.33 | 25.275 | 89
2021-06-05 19:15 | 5475 | 25.3484 | 42.8442 | 5610.18 | 2883.13 | 25.2333 | 89
2021-06-05 19:20 | 5480 | 25.3472 | 42.8303 | 5595.23 | 2885.55 | 25.1917 | 89
2021-06-05 19:25 | 5485 | 25.3456 | 42.8146 | 5580.25 | 2887.68 | 25.15 | 89
2021-06-05 19:30 | 5490 | 25.344 | 42.7974 | 5565.24 | 2889.59 | 25.1083 | 89
2021-06-05 19:35 | 5495 | 25.3422 | 42.7793 | 5550.23 | 2891.33 | 25.0667 | 89
2021-06-05 19:40 | 5500 | 25.3402 | 42.7606 | 5535.21 | 2892.93 | 25.025 | 89
2021-06-05 19:45 | 5505 | 25.3381 | 42.7415 | 5520.19 | 2894.43 | 24.9833 | 89
2021-06-05 19:50 | 5510 | 25.3358 | 42.7221 | 5505.18 | 2895.84 | 24.9417 | 89
2021-06-05 19:55 | 5515 | 25.3335 | 42.7027 | 5490.17 | 2897.18 | 24.9 | 89
2021-06-05 20:00 | 5520 | 25.0521 | 43.3969 | 5472.27 | 2899.15 | 24.85 | 89
2021-06-05 20:05 | 5525 | 24.9307 | 43.6615 | 5445.67 | 2860.04 | 24.8 | 89
2021-06-05 20:10 | 5530 | 24.8736 | 43.7551 | 5423.77 | 2842.76 | 24.75 | 89
2021-06-05 20:15 | 5535 | 24.8441 | 43.7781 | 5403.84 | 2834.54 | 24.7 | 89
2021-06-05 20:20 | 5540 | 24.826 | 43.7743 | 5384.82 | 2830.47 | 24.65 | 89
2021-06-05 20:25 | 5545 | 24.8129 | 43.7609 | 5366.24 | 2828.3 | 24.6 | 89
2021-06-05 20:30 | 5550 | 24.8022 | 43.7445 | 5347.88 | 2827.09 | 24.55 | 89
2021-06-05 20:35 | 5555 | 24.7926 | 43.7274 | 5329.66 | 2826.41 | 24.5 | 89
2021-06-05 20:40 | 5560 | 24.7836 | 43.7106 | 5311.54 | 2826.07 | 24.45 | 89
2021-06-05 20:45 | 5565 | 24.7751 | 43.6944 | 5293.5 | 2825.94 | 24.4 | 89
2021-06-05 20:50 | 5570 | 24.7669 | 43.6783 | 5275.52 | 2825.97 | 24.35 | 89
2021-06-05 20:55 | 5575 | 24.759 | 43.6627 | 5257.6 | 2826.13 | 24.3 | 89
2021-06-05 21:00 | 5580 | 24.2882 | 44.8888 | 5238.25 | 2786.81 | 24.2583 | 89.0833
2021-06-05 21:05 | 5585 | 23.8519 | 45.9828 | 5214.77 | 2728.29 | 24.2167 | 89.1667
2021-06-05 21:10 | 5590 | 23.74 | 46.2049 | 5195.28 | 2688.08 | 24.175 | 89.25
2021-06-05 21:15 | 5595 | 23.6833 | 46.2821 | 5180.08 | 2668.04 | 24.1333 | 89.3333
2021-06-05 21:20 | 5600 | 23.6475 | 46.3115 | 5166.71 | 2656.63 | 24.0917 | 89.4167
2021-06-05 21:25 | 5605 | 23.6203 | 46.3266 | 5154.14 | 2649 | 24.05 | 89.5
2021-06-05 21:30 | 5610 | 24.0556 | 45.0972 | 5149.06 | 2676.51 | 24.0083 | 89.5833
2021-06-05 21:35 | 5615 | 24.451 | 44.0285 | 5149.57 | 2730.53 | 23.9667 | 89.6667
2021-06-05 21:40 | 5620 | 24.5474 | 43.7926 | 5146.27 | 2766.79 | 23.925 | 89.75
2021-06-05 21:45 | 5625 | 24.5876 | 43.7038 | 5138.99 | 2784.45 | 23.8833 | 89.8333
2021-06-05 21:50 | 5630 | 24.6051 | 43.6695 | 5129.95 | 2793.8 | 23.8417 | 89.9167
2021-06-05 21:55 | 5635 | 24.6128 | 43.655 | 5120.12 | 2799.44 | 23.8 | 90
2021-06-05 22:00 | 5640 | 24.6161 | 43.6478 | 5109.92 | 2803.24 | 23.7583 | 90.0833
2021-06-05 22:05 | 5645 | 24.6171 | 43.6421 | 5099.51 | 2806.08 | 23.7167 | 90.1667
2021-06-05 22:10 | 5650 | 24.617 | 43.636 | 5088.99 | 2808.29 | 23.675 | 90.25
2021-06-05 22:15 | 5655 | 24.6162 | 43.6289 | 5078.38 | 2810.09 | 23.6333 | 90.3333
2021-06-05 22:20 | 5660 | 24.6149 | 43.6212 | 5067.71 | 2811.59 | 23.5917 | 90.4167
2021-06-05 22:25 | 5665 | 24.6132 | 43.6128 | 5057.01 | 2812.87 | 23.55 | 90.5
2021-06-05 22:30 | 5670 | 24.6113 | 43.6002 | 5046.27 | 2813.99 | 23.5083 | 90.5833
2021-06-05 22:35 | 5675 | 24.6092 | 43.5883 | 5035.47 | 2814.74 | 23.4667 | 90.6667
2021-06-05 22:40 | 5680 | 24.6068 | 43.5769 | 5024.66 | 2815.44 | 23.425 | 90.75
2021-06-05 22:45 | 5685 | 24.6043 | 43.5658 | 5013.84 | 2816.11 | 23.3833 | 90.8333
2021-06-05 22:50 | 5690 | 24.6017 | 43.5551 | 5003.02 | 2816.75 | 23.3417 | 90.9167
2021-06-05 22:55 | 5695 | 24.5989 | 43.5447 | 4992.2 | 2817.35 | 23.3 | 91
2021-06-05 23:00 | 5700 | 24.1943 | 43.8955 | 4963.51 | 2781.32 | 23.25 | 90.9167
2021-06-05 23:05 | 5705 | 23.881 | 43.7585 | 4922.73 | 2686.1 | 23.2 | 90.8333
2021-06-05 23:10 | 5710 | 23.7838 | 43.4269 | 4886.09 | 2609.86 | 23.15 | 90.75
2021-06-05 23:15 | 5715 | 23.732 | 43.1032 | 4855.12 | 2560.89 | 23.1 | 90.6667
2021-06-05 23:20 | 5720 | 23.6982 | 42.8322 | 4827.32 | 2527.3 | 23.05 | 90.5833
2021-06-05 23:25 | 5725 | 23.672 | 42.6177 | 4801.46 | 2503.05 | 23 | 90.5
2021-06-05 23:30 | 5730 | 23.6495 | 42.4521 | 4776.88 | 2485.04 | 22.95 | 90.4167
2021-06-05 23:35 | 5735 | 23.6292 | 42.325 | 4753.23 | 2471.46 | 22.9 | 90.3333
2021-06-05 23:40 | 5740 | 23.6103 | 42.228 | 4730.28 | 2461.14 | 22.85 | 90.25
2021-06-05 23:45 | 5745 | 23.5923 | 42.1541 | 4707.86 | 2453.25 | 22.8 | 90.1667
2021-06-05 23:50 | 5750 | 23.5752 | 42.0973 | 4685.85 | 2447.17 | 22.75 | 90.0833
2021-06-05 23:55 | 5755 | 23.5588 | 42.0534 | 4664.16 | 2442.49 | 22.7 | 90